## Worksheet
Title | Acronym | Contact Person | Center | Aircraft | Type | Measurements | Measurement Range | Measurement Instrument Pointing | Measurement Frequency | Measurement Swath Width | Measurement Horizontal Resolution | Measurement Vertical Resolution | Measurement Wavelengths (f_inst_wavelength)
14-channel NASA Ames Airborne Tracking Sunphotometer | AATS-14 | Stephen Broccardo (PI) | NASA ARC | DC-8 - AFRC; J-31; P-3 Orion - WFF; Convair 580 NRC; Twin Otter International; C130H - WFF | Photometer | Aerosol; H2O; O3; Optical Depth; NO2 | Range of MeasurementIntegrated vertical columnInstrument PointingSolar tracking | Range of MeasurementIntegrated vertical columnInstrument PointingSolar tracking | Range of MeasurementIntegrated vertical columnInstrument PointingSolar tracking | Range of MeasurementIntegrated vertical columnInstrument PointingSolar tracking | Range of MeasurementIntegrated vertical columnInstrument PointingSolar tracking | Range of MeasurementIntegrated vertical columnInstrument PointingSolar tracking
2 Channel Selected Ion Chemical Ionization Mass Spectrometer | SI/CIMS-2 | Fred Eisele (PI) | NCAR | C-130H - WFF; P-3 Orion - WFF | CIMS | OH; H2SO4; CH4SO3; DMSO; NH3; Aerosol
2D-S Stereo Probe | 2DS | Sarah Woods (PI) | NCAR | DC-8 - AFRC; WB-57 - JSC; Global Hawk - AFRC; P-3 Orion - WFF; Learjet SPEC; Alpha Jet | Particle imager | Particle size distribution; Particle concentration; Particle Extinction | Range of MeasurementIn situ | Range of MeasurementIn situ | Range of MeasurementIn situ | Range of MeasurementIn situ | Range of MeasurementIn situ | Range of MeasurementIn situ
2DC Hydrometeor Imaging Probe | 2DC | David Rogers (PI) | NCAR | Gulfstream V - NSF | Particle imager | Particle size distribution; Particle concentration
Accumulation Radar |  | Carl Leuschen (PI) | U Kansas | P-3 Orion - WFF | Radar | Snow Thickness; Ice Sheet Thickness
Advanced Microwave Precipitation Radiometer | AMPR | Timothy Lang (PI) | NASA MSFC | DC-8 - AFRC; ER-2 - AFRC; P-3 Orion - WFF | Microwave Radiometer | Brightness Temperature | Range of MeasurementGroundInstrument PointingCross-track scanning | Range of MeasurementGroundInstrument PointingCross-track scanning | Range of MeasurementGroundInstrument PointingCross-track scanning | Range of MeasurementGroundInstrument PointingCross-track scanning | Range of MeasurementGroundInstrument PointingCross-track scanning | Range of MeasurementGroundInstrument PointingCross-track scanning | 10.7 GHz, , 19.35 GHz, , 37.1 GHz, , 85.5 GHz
Advanced Vertical Atmospheric Profiling System | AVAPS | Gary Wick (PI) | NOAA ESRL | Global Hawk - AFRC; P-3 Orion - WFF; DC-8 - AFRC | Dropsonde | Pressure; Temperature; Humidity; Wind
Advanced Whole Air Sampler | AWAS | Elliot Atlas (PI) | U Miami | Global Hawk - AFRC; ER-2 - AFRC; WB-57 - JSC | Whole Air Sampling | CFCs; HFCs; HCFCs; Halons; Solvents; VSLS; NMHCs; Organic Nitrates; CO; CH4; N2O | Range of MeasurementIn situ | Range of MeasurementIn situ | Range of MeasurementIn situ | Range of MeasurementIn situ | Range of MeasurementIn situ | Range of MeasurementIn situ
Aerosol and Cloud Lidar | ROSCOE | Edward P. Nowottnick (PI) | NASA GSFC | WB-57 - JSC | Lidar | Aerosol Depolarization Ratio | Range of MeasurementVertical profileInstrument PointingZenith (directly upwards)Nadir (directly downwards) | Range of MeasurementVertical profileInstrument PointingZenith (directly upwards)Nadir (directly downwards) | Range of MeasurementVertical profileInstrument PointingZenith (directly upwards)Nadir (directly downwards) | Range of MeasurementVertical profileInstrument PointingZenith (directly upwards)Nadir (directly downwards) | Range of MeasurementVertical profileInstrument PointingZenith (directly upwards)Nadir (directly downwards) | Range of MeasurementVertical profileInstrument PointingZenith (directly upwards)Nadir (directly downwards) | 355 nm, , 1064 nm
Aerosol Lidar |  | William Grant (PI) | NASA LaRC | DC-8 - AFRC | Lidar | Aerosol Scattering Ratio; Aerosol Backscattering; Aerosol Depolarization Ratio
Aerosol Optical Properties | AERO3X | Anthony Strawa (PI) | NASA ARC | P-3 Orion - WFF; DC-8 - AFRC | Optical particle counter | Black Carbon; NO2; Particle Scattering; Aerosol Extinction; Particle Absorption; Asymmetry Parameter; Single Scattering Albedo; Aerosol Backscattering | Range of MeasurementIn situMeasurement Sampling Rate1.00 Hz | Range of MeasurementIn situMeasurement Sampling Rate1.00 Hz | Range of MeasurementIn situMeasurement Sampling Rate1.00 Hz | Range of MeasurementIn situMeasurement Sampling Rate1.00 Hz | Range of MeasurementIn situMeasurement Sampling Rate1.00 Hz | Range of MeasurementIn situMeasurement Sampling Rate1.00 Hz | 405 nm, , 675 nm
Aerosol/Cloud Particle Impactor/Replicator | ACIR | Rudolf Pueschel (PI) | NASA ARC | DC-8 - AFRC |  | CCN; Black Carbon; SO4
Airborne 2-Channel Laser Infrared Absorption Spectrometer | ALIAS-II | Lance Christensen (PI) | JPL | Balloon | Spectrometer | N2O; CH4; CO; HCl; NO2
Airborne Chromatograph For Atmospheric Trace Species | ACATS | James W. Elkins (Co-I) | NOAA ESRL | ER-2 - AFRC; Citation | Gas chromatography | CFCl3; CF2Cl2; CF2ClCFCl2; CH3CCl3; CCl4; Halon-1211; CHCl3; CH4; H2; N2O; SF6 | Range of MeasurementIn situ | Range of MeasurementIn situ | Range of MeasurementIn situ | Range of MeasurementIn situ | Range of MeasurementIn situ | Range of MeasurementIn situ
Airborne Cloud Radar | ACR | Steven J Dinardo (PI) | JPL | DC-8 - AFRC; P-3 Orion - WFF; Twin Otter (DOE) | Radar | Radar Reflectivity
Airborne Coherent Lidar for Advanced In-flight Measurements | ACLAIM | Edward Teets (PI) | NASA AFRC | DC-8 - AFRC | Lidar
Airborne Detector for Energetic Lightning Emissions | ADELE | David Smith (PI) | UCSC | Global Hawk - AFRC |  | Gamma-Rays; Relativistic Electrons
Airborne Earth Science Microwave Imaging Radiometer | AESMIR | Edward Kim (PI) | NASA GSFC | C-130H - WFF; P-3 Orion - WFF | Radiometer | Imagery; Snow Thickness; Sea Ice Surface Elevation; H2O; Temperature
Airborne Emission Spectrometer | AES | Helen Worden (Co-I) | NCAR | DC-8 - AFRC; P-3 Orion - WFF; C130 | Interferometer | O3; CO; H2O; CO2; CH4; NH3; etc. | [6 empty] | 4.5-13 µm
Airborne Expendable Conductivity Temperature Depth Probe | AXCTD | Dan S. Jacob (PI) | NASA GSFC | P-3 Orion - WFF | Dropsonde | Ocean Salinity; Temperature
Airborne Glacier and Land Ice Surface Topography Interferometer | GLISTIN-A | Delwyn Moller (PI) | JPL | Gulfstream C-20A (GIII) - AFRC | Interferometer; Radar | Topography
Airborne Laser Isotope Spectrometer | ALIS | Lance Christensen (PI) | JPL | DC-8 - AFRC; WB-57 - JSC | Spectrometer (in situ) | H2O; CO2 isotopes; CO2
Airborne Laser Terrain Mapper Experiment | ALTM | Steve Young (PI) | NASA LaRC | DC-8 - AFRC | Lidar | Topography
Airborne Lunar Spectral Irradiance | Air-LUSI | Kevin Turpie (PI) | UMBC | ER-2 - AFRC | Spectrometer | Lunar Spectral Irradiance | Range of MeasurementOtherInstrument PointingUpwards pointing but not directly upwardsPointing Angles265° - 275° from heading | Range of MeasurementOtherInstrument PointingUpwards pointing but not directly upwardsPointing Angles265° - 275° from heading | Range of MeasurementOtherInstrument PointingUpwards pointing but not directly upwardsPointing Angles265° - 275° from heading | Range of MeasurementOtherInstrument PointingUpwards pointing but not directly upwardsPointing Angles265° - 275° from heading | Range of MeasurementOtherInstrument PointingUpwards pointing but not directly upwardsPointing Angles265° - 275° from heading | Range of MeasurementOtherInstrument PointingUpwards pointing but not directly upwardsPointing Angles265° - 275° from heading | 350 nm, , 1050 nm (3.7 nm with 0.8 nm sampling from 350 nm to 1050 nm)
Airborne Multi-angle Imaging SpectroRadiometer | AirMISR | Dave Diner (PI) | JPL | ER-2 - AFRC | Camera; Spectrometer | Topography | Range of MeasurementGroundInstrument PointingNadir (directly downwards)Downwards pointing but not directly downwardsPointing Angles70.5, 60, 45.6, 26.1Swath Width11000.00 m (at 20 km)Horizontal Resolution27.50 m (at 20 km) | Range of MeasurementGroundInstrument PointingNadir (directly downwards)Downwards pointing but not directly downwardsPointing Angles70.5, 60, 45.6, 26.1Swath Width11000.00 m (at 20 km)Horizontal Resolution27.50 m (at 20 km) | Range of MeasurementGroundInstrument PointingNadir (directly downwards)Downwards pointing but not directly downwardsPointing Angles70.5, 60, 45.6, 26.1Swath Width11000.00 m (at 20 km)Horizontal Resolution27.50 m (at 20 km) | Range of MeasurementGroundInstrument PointingNadir (directly downwards)Downwards pointing but not directly downwardsPointing Angles70.5, 60, 45.6, 26.1Swath Width11000.00 m (at 20 km)Horizontal Resolution27.50 m (at 20 km) | Range of MeasurementGroundInstrument PointingNadir (directly downwards)Downwards pointing but not directly downwardsPointing Angles70.5, 60, 45.6, 26.1Swath Width11000.00 m (at 20 km)Horizontal Resolution27.50 m (at 20 km) | Range of MeasurementGroundInstrument PointingNadir (directly downwards)Downwards pointing but not directly downwardsPointing Angles70.5, 60, 45.6, 26.1Swath Width11000.00 m (at 20 km)Horizontal Resolution27.50 m (at 20 km) | 446 nm, , 558 nm, , 672 nm, , 866 nm
Airborne Multi-angle SpectroPolarimeter Imager | AirMSPI | Dave Diner (PI) | JPL | ER-2 - AFRC | Radiometer | Imagery | Range of MeasurementGroundInstrument PointingNadir (directly downwards)Downwards pointing but not directly downwardsPointing Anglesvariable between ±75, typical: 70, 60, 45, 26Swath Width11000.00 m (at 20 km)Horizontal Resolution55.00 m (at 20 km) | Range of MeasurementGroundInstrument PointingNadir (directly downwards)Downwards pointing but not directly downwardsPointing Anglesvariable between ±75, typical: 70, 60, 45, 26Swath Width11000.00 m (at 20 km)Horizontal Resolution55.00 m (at 20 km) | Range of MeasurementGroundInstrument PointingNadir (directly downwards)Downwards pointing but not directly downwardsPointing Anglesvariable between ±75, typical: 70, 60, 45, 26Swath Width11000.00 m (at 20 km)Horizontal Resolution55.00 m (at 20 km) | Range of MeasurementGroundInstrument PointingNadir (directly downwards)Downwards pointing but not directly downwardsPointing Anglesvariable between ±75, typical: 70, 60, 45, 26Swath Width11000.00 m (at 20 km)Horizontal Resolution55.00 m (at 20 km) | Range of MeasurementGroundInstrument PointingNadir (directly downwards)Downwards pointing but not directly downwardsPointing Anglesvariable between ±75, typical: 70, 60, 45, 26Swath Width11000.00 m (at 20 km)Horizontal Resolution55.00 m (at 20 km) | Range of MeasurementGroundInstrument PointingNadir (directly downwards)Downwards pointing but not directly downwardsPointing Anglesvariable between ±75, typical: 70, 60, 45, 26Swath Width11000.00 m (at 20 km)Horizontal Resolution55.00 m (at 20 km) | 355 nm, , 380 nm, , 445 nm, , 470 nm (Polarimetric), , 555 nm, , 660 nm (Polarimetric), , 865 nm (Polarimetric), , 935 nm
Airborne Multichannel Microwave Radiometer | AMMR | James R. Wang (Mgr) | NASA GSFC | Convair 580 NRC; DC-8 - AFRC; P-3 Orion - WFF | Radiometer | Brightness Temperature | Range of MeasurementIn situ | Range of MeasurementIn situ | Range of MeasurementIn situ | Range of MeasurementIn situ | Range of MeasurementIn situ | Range of MeasurementIn situ | 10-92 GHz
Airborne Ocean Color Imager | AOCI | James D. Jacobson Jr. (Mgr) | BAERI | ER-2 - AFRC | Spectrometer | Imagery | Range of MeasurementGroundInstrument PointingCross-track scanningSwath Width50.00 m (at 19.8 km) | Range of MeasurementGroundInstrument PointingCross-track scanningSwath Width50.00 m (at 19.8 km) | Range of MeasurementGroundInstrument PointingCross-track scanningSwath Width50.00 m (at 19.8 km) | Range of MeasurementGroundInstrument PointingCross-track scanningSwath Width50.00 m (at 19.8 km) | Range of MeasurementGroundInstrument PointingCross-track scanningSwath Width50.00 m (at 19.8 km) | Range of MeasurementGroundInstrument PointingCross-track scanningSwath Width50.00 m (at 19.8 km) | 0.436-0.455 µm, , 0.481-0.501 µm, , 0.511-0.531 µm, , 0.554-0.575 µm, , 0.61-0.631 µm, , 0.655-0.676 µm, , 0.741-0.8 µm, , 0.831-0.897 µm, , 0.989-1.054 µm, , 8.423-12.279 µm
Airborne Rain Mapping Radar | ARMAR | Steve Durden (Co-I) | JPL | DC-8 - AFRC | Radar | Doppler Velocity; Radar Reflectivity; Brightness Temperature | Range of MeasurementGroundInstrument PointingCross-track scanningSwath Width9000.00 m (at 12 km)Horizontal Resolution800.00 m (at 12 km) | Range of MeasurementGroundInstrument PointingCross-track scanningSwath Width9000.00 m (at 12 km)Horizontal Resolution800.00 m (at 12 km) | Range of MeasurementGroundInstrument PointingCross-track scanningSwath Width9000.00 m (at 12 km)Horizontal Resolution800.00 m (at 12 km) | Range of MeasurementGroundInstrument PointingCross-track scanningSwath Width9000.00 m (at 12 km)Horizontal Resolution800.00 m (at 12 km) | Range of MeasurementGroundInstrument PointingCross-track scanningSwath Width9000.00 m (at 12 km)Horizontal Resolution800.00 m (at 12 km) | Range of MeasurementGroundInstrument PointingCross-track scanningSwath Width9000.00 m (at 12 km)Horizontal Resolution800.00 m (at 12 km) | 13.8 GHz
Airborne Raman Ozone, Temperature, and Aerosol Lidar | AROTAL | Thomas J. McGee (PI) | NASA GSFC | DC-8 - AFRC | Lidar; Raman spectrometer | Temperature; [tid:114]; O3; Aerosol Backscattering; Aerosol Extinction; Aerosol Depolarization Ratio
Airborne Scanning Microwave Limb Sounder | A-SMLS | Nathaniel Livesey (PI) | JPL | WB-57 - JSC (no longer fits); ER-2 - AFRC | Limb Sounder | H2O; O3; CO; primary; also: HNO3; CH2O; N2O; HCN; CH3CN; CH3OH; SO2; HDO; H2O2; NO2; CH3Cl; (CH3)2CO; depending on instrument tuning and atmospheric loading. | Range of MeasurementVertical profileInstrument PointingLimb scanningVertical Resolution2000.00 m | Range of MeasurementVertical profileInstrument PointingLimb scanningVertical Resolution2000.00 m | Range of MeasurementVertical profileInstrument PointingLimb scanningVertical Resolution2000.00 m | Range of MeasurementVertical profileInstrument PointingLimb scanningVertical Resolution2000.00 m | Range of MeasurementVertical profileInstrument PointingLimb scanningVertical Resolution2000.00 m | Range of MeasurementVertical profileInstrument PointingLimb scanningVertical Resolution2000.00 m
Airborne Second Generation Precipitation Radar | APR-2 | Simone Tanelli (PI) | JPL | DC-8 - AFRC; P-3 Orion - WFF | Radar | Radar Reflectivity; Doppler Velocity | Range of MeasurementVertical profileInstrument PointingCross-track scanningHorizontal Resolution800.00 m (at 12 km) | Range of MeasurementVertical profileInstrument PointingCross-track scanningHorizontal Resolution800.00 m (at 12 km) | Range of MeasurementVertical profileInstrument PointingCross-track scanningHorizontal Resolution800.00 m (at 12 km) | Range of MeasurementVertical profileInstrument PointingCross-track scanningHorizontal Resolution800.00 m (at 12 km) | Range of MeasurementVertical profileInstrument PointingCross-track scanningHorizontal Resolution800.00 m (at 12 km) | Range of MeasurementVertical profileInstrument PointingCross-track scanningHorizontal Resolution800.00 m (at 12 km) | 13.4 GHz (Ku band), , 35.6 GHz (Ka band)
Airborne Submillimeter Radiometer | ASUR | Harry Kullmann (PI) | U Bremen | DC-8 - AFRC | Radiometer | ClO; HCl; HNO3; N2O; O3
Airborne Synthetic Aperture Radar | AIRSAR | Yunling Lou (PI) | JPL | DC-8 - AFRC | Radar | Radar backscatter | Range of MeasurementGroundInstrument PointingDownwards pointing but not directly downwardsPointing Angles20-50Horizontal Resolution10.00 m (at 8 km) | Range of MeasurementGroundInstrument PointingDownwards pointing but not directly downwardsPointing Angles20-50Horizontal Resolution10.00 m (at 8 km) | Range of MeasurementGroundInstrument PointingDownwards pointing but not directly downwardsPointing Angles20-50Horizontal Resolution10.00 m (at 8 km) | Range of MeasurementGroundInstrument PointingDownwards pointing but not directly downwardsPointing Angles20-50Horizontal Resolution10.00 m (at 8 km) | Range of MeasurementGroundInstrument PointingDownwards pointing but not directly downwardsPointing Angles20-50Horizontal Resolution10.00 m (at 8 km) | Range of MeasurementGroundInstrument PointingDownwards pointing but not directly downwardsPointing Angles20-50Horizontal Resolution10.00 m (at 8 km)
Airborne Third Generation Precipitation Radar | APR-3 | Simone Tanelli (PI) | JPL | P-3 Orion - WFF; DC-8 - AFRC | Radar | Radar Reflectivity; Doppler Velocity | Range of MeasurementVertical profileInstrument PointingCross-track scanningMeasurement Sampling Rate0.20 HzVertical Resolution120.00 m | Range of MeasurementVertical profileInstrument PointingCross-track scanningMeasurement Sampling Rate0.20 HzVertical Resolution120.00 m | Range of MeasurementVertical profileInstrument PointingCross-track scanningMeasurement Sampling Rate0.20 HzVertical Resolution120.00 m | Range of MeasurementVertical profileInstrument PointingCross-track scanningMeasurement Sampling Rate0.20 HzVertical Resolution120.00 m | Range of MeasurementVertical profileInstrument PointingCross-track scanningMeasurement Sampling Rate0.20 HzVertical Resolution120.00 m | Range of MeasurementVertical profileInstrument PointingCross-track scanningMeasurement Sampling Rate0.20 HzVertical Resolution120.00 m | 13.4 GHz (Ku band), , 35.6 GHz (Ka band), , 94 GHz (W band)
Airborne Topographic Mapper | ATM | Michael Studinger (PI) | NASA GSFC | C-130H - WFF; DC-8 - AFRC; P-3 Orion - WFF; Twin Otter - GRC; HU-25A Guardian - LaRC | Lidar | Topography | Range of MeasurementGroundInstrument PointingCross-track scanningHorizontal Resolution0.20 m (at 0.8 km) | Range of MeasurementGroundInstrument PointingCross-track scanningHorizontal Resolution0.20 m (at 0.8 km) | Range of MeasurementGroundInstrument PointingCross-track scanningHorizontal Resolution0.20 m (at 0.8 km) | Range of MeasurementGroundInstrument PointingCross-track scanningHorizontal Resolution0.20 m (at 0.8 km) | Range of MeasurementGroundInstrument PointingCross-track scanningHorizontal Resolution0.20 m (at 0.8 km) | Range of MeasurementGroundInstrument PointingCross-track scanningHorizontal Resolution0.20 m (at 0.8 km) | 532 nm (Pulsed at 5 kHz)
Airborne Tropospheric Hydrogen Oxides Sensor | ATHOS | William H. Brune (PI) | Penn State | DC-8 - AFRC | Fluorescence | OH; Napthalene; HO2; NO
Airborne Tunable Laser Absorption Spectrometer | ATLAS | Max Loewenstein (PI) | NASA ARC | ER-2 - AFRC | Spectrometer (in situ) | N2O; CH4; CO; O3 | Range of MeasurementIn situMeasurement Sampling Rate1.00 Hz | Range of MeasurementIn situMeasurement Sampling Rate1.00 Hz | Range of MeasurementIn situMeasurement Sampling Rate1.00 Hz | Range of MeasurementIn situMeasurement Sampling Rate1.00 Hz | Range of MeasurementIn situMeasurement Sampling Rate1.00 Hz | Range of MeasurementIn situMeasurement Sampling Rate1.00 Hz
Airborne Version of Hyper-Angular Rainbow Polarimeter | AirHARP | J. Vanderlei Martins (PI) | UMBC | ER-2 - AFRC | Polarimeter
Airborne Visible and InfraRed Imaging Spectrometer - 3 | AVIRIS-3 | Robert O. Green (PI) | JPL | B200 - Dynamic Aviation; G-III; G-V-JSC | Spectrometer | Radiance from the surface and atmosphere.
Airborne Visible/Infrared Imaging Spectrometer | AVIRIS-Classic | Robert O. Green (PI) | JPL | ER-2 - AFRC; Proteus; Twin Otter; WB-57 - JSC | Spectrometer | Imagery
Airborne Visible/Infrared Imaging Spectrometer 5 | AVIRIS-5 | Robert O. Green (PI) | JPL |  | Spectrometer | Radiance from the surface and atmosphere.
Aircraft Laser Infrared Absorption Spectrometer | ALIAS | Lance Christensen (PI) | JPL | Balloon; ER-2 - AFRC; WB-57 - JSC; WB-57 - JSC | Laser absorption; Spectrometer (in situ) | N2O; H2O isotopes; H2O; CO; CH4; CO2 isotopes; HCl
Alpha Jet Ozone Instrument |  | Laura Iraci (PI) | NASA ARC | Alpha Jet | Spectrometer (in situ) | O3
Ames Digital Imager | DIM | Paul F. Wercinski (PI) | NASA ARC | DC-8 - AFRC | Camera | Imagery
Ames Extinction Scattering Optical Property Instrument | AESOP | Anthony Strawa (PI) | NASA ARC | Twin Otter - GRC |  | Particle Extinction; Single Scattering Albedo | Range of MeasurementIn situMeasurement Sampling Rate1.00 Hz | Range of MeasurementIn situMeasurement Sampling Rate1.00 Hz | Range of MeasurementIn situMeasurement Sampling Rate1.00 Hz | Range of MeasurementIn situMeasurement Sampling Rate1.00 Hz | Range of MeasurementIn situMeasurement Sampling Rate1.00 Hz | Range of MeasurementIn situMeasurement Sampling Rate1.00 Hz | 405 nm, , 675 nm
Applanix POS System | POS AV | Lee Thornhill (PI) | NASA LaRC | B200 - LARC; Caravan; Cessna 402B; DC-8 - AFRC; J-31; WB-57 - JSC | Navigation recorder | Aircraft position
ARC Picarro |  | Warren Gore (Co-I) | NASA ARC | Alpha Jet; DC-8 - AFRC |  | CH4; CO2
Argus Tunable Diode Laser Instrument | ARGUS | Max Loewenstein (PI) | NASA ARC | Balloon; ER-2 - AFRC; WB-57 - JSC | Laser absorption; Spectrometer (in situ) | CO; CH4; N2O | Range of MeasurementIn situ | Range of MeasurementIn situ | Range of MeasurementIn situ | Range of MeasurementIn situ | Range of MeasurementIn situ | Range of MeasurementIn situ | 3.3 µm (CH4), , 4.7 µm (CO)
Atmospheric Vertical Observations of CO2 in the Earth's Troposphere | AVOCET | Joshua P. DiGangi (PI) | NASA LaRC | DC-8 - AFRC; P-3 Orion - WFF | Spectrometer (in situ) | CO2 | Range of MeasurementIn situMeasurement Sampling Rate5.00 Hz | Range of MeasurementIn situMeasurement Sampling Rate5.00 Hz | Range of MeasurementIn situMeasurement Sampling Rate5.00 Hz | Range of MeasurementIn situMeasurement Sampling Rate5.00 Hz | Range of MeasurementIn situMeasurement Sampling Rate5.00 Hz | Range of MeasurementIn situMeasurement Sampling Rate5.00 Hz
Automatic Meteor Tracker with Imager and Slit Spectrograph | AIM-IT | George Varros (PI) |  | DC-8 - AFRC | Spectrometer | Imagery
Autonomous Modular Sensor | AMS | James D. Jacobson Jr. (Mgr) | BAERI | Altair; B200 - LARC; Caravan; ER-2 - AFRC; Ikhana; DC-8 - AFRC | Spectrometer | Imagery | Range of MeasurementGroundInstrument PointingCross-track scanning | Range of MeasurementGroundInstrument PointingCross-track scanning | Range of MeasurementGroundInstrument PointingCross-track scanning | Range of MeasurementGroundInstrument PointingCross-track scanning | Range of MeasurementGroundInstrument PointingCross-track scanning | Range of MeasurementGroundInstrument PointingCross-track scanning | 12 channels at 0.42-11.26 µm (4 different configurations (see website for details).)
Axial Cyclone Cloud-water Collector | AC3 | Ewan Crosbie (Co-I) | NASA LaRC | C-130H - WFF; P-3 Orion - WFF; HU-25 Falcon - LaRC | Ion Chromatography | Aqueous concentrations of bulk cloud-water species (e.g.; Sulfate; Nitrate; sodium; Ca+2; TOC; pH) | Range of MeasurementIn situ | Range of MeasurementIn situ | Range of MeasurementIn situ | Range of MeasurementIn situ | Range of MeasurementIn situ | Range of MeasurementIn situ
Balloon Borne Frost Point Hygrometer | Balloon FPH | Dale Hurst (PI) | NOAA ESRL | Balloon |  | H2O | Range of MeasurementIn situMeasurement Sampling Rate0.10 Hz | Range of MeasurementIn situMeasurement Sampling Rate0.10 Hz | Range of MeasurementIn situMeasurement Sampling Rate0.10 Hz | Range of MeasurementIn situMeasurement Sampling Rate0.10 Hz | Range of MeasurementIn situMeasurement Sampling Rate0.10 Hz | Range of MeasurementIn situMeasurement Sampling Rate0.10 Hz
Balloonsondes (NOAA) | Balloonsondes (NOAA) | Dale Hurst (PI) | NOAA ESRL | Balloon |  | H2O; O3; Temperature; Pressure | Range of MeasurementIn situMeasurement Sampling Rate0.10 Hz | Range of MeasurementIn situMeasurement Sampling Rate0.10 Hz | Range of MeasurementIn situMeasurement Sampling Rate0.10 Hz | Range of MeasurementIn situMeasurement Sampling Rate0.10 Hz | Range of MeasurementIn situMeasurement Sampling Rate0.10 Hz | Range of MeasurementIn situMeasurement Sampling Rate0.10 Hz
Berkeley Nitrogen Oxides Detector | BNOD | Ronald C. Cohen (PI) | UC Berkeley | DC-8 - AFRC | Fluorescence | NO2; HNO3; CH3O3NO2 | Range of MeasurementIn situ | Range of MeasurementIn situ | Range of MeasurementIn situ | Range of MeasurementIn situ | Range of MeasurementIn situ | Range of MeasurementIn situ
Broadband CO2 Lidar - 1.5 micron version |  | Nader Abuhassan (Co-I) | NASA GSFC | DC-8 - AFRC | Lidar | CO2
BroadBand Radiometers | BBR | Anthony Bucholtz (PI) | NPS | DC-8 - AFRC; ER-2 - AFRC; P-3 Orion - WFF; C-130H - WFF; WB-57 - JSC | Radiometer | Solar and IR radiative flux; Total; Direct; Diffuse Solar radiative flux | Range of MeasurementVertical profileInstrument PointingZenith (directly upwards)Nadir (directly downwards)Pointing Angles0,180Measurement Sampling Rate1.00 Hz | Range of MeasurementVertical profileInstrument PointingZenith (directly upwards)Nadir (directly downwards)Pointing Angles0,180Measurement Sampling Rate1.00 Hz | Range of MeasurementVertical profileInstrument PointingZenith (directly upwards)Nadir (directly downwards)Pointing Angles0,180Measurement Sampling Rate1.00 Hz | Range of MeasurementVertical profileInstrument PointingZenith (directly upwards)Nadir (directly downwards)Pointing Angles0,180Measurement Sampling Rate1.00 Hz | Range of MeasurementVertical profileInstrument PointingZenith (directly upwards)Nadir (directly downwards)Pointing Angles0,180Measurement Sampling Rate1.00 Hz | Range of MeasurementVertical profileInstrument PointingZenith (directly upwards)Nadir (directly downwards)Pointing Angles0,180Measurement Sampling Rate1.00 Hz | 200-3600 nm (Solar Broadband), , 4500-42000 nm (IR Broadband)
Carbon Airborne Flux Experiment | CARAFE | Glenn M. Wolfe (PI) | NASA GSFC | C-23 Sherpa - WFF | Laser absorption | CO2; CH4; H2O concentrations and fluxes | Range of MeasurementIn situMeasurement Sampling Rate10.00 Hz | Range of MeasurementIn situMeasurement Sampling Rate10.00 Hz | Range of MeasurementIn situMeasurement Sampling Rate10.00 Hz | Range of MeasurementIn situMeasurement Sampling Rate10.00 Hz | Range of MeasurementIn situMeasurement Sampling Rate10.00 Hz | Range of MeasurementIn situMeasurement Sampling Rate10.00 Hz
Carbon Dioxide and Ozone Airborne in Situ Tracers | COAST | Melody Avery (PI) | NASA LaRC | P-3 Orion - WFF
Carbon Dioxide Laser Absorption Spectrometer | CO2LAS | Gary Spiers (PI) | JPL | DC-8 - AFRC; Twin Otter - GRC | Spectrometer (in situ) | CO2
Carbon Monoxide By Attenuation of Laser Transmission | COBALT | James Podolske (PI) | NASA ARC | DC-8 - AFRC; P-3 Orion - WFF | Laser absorption | CO | Range of MeasurementIn situ | Range of MeasurementIn situ | Range of MeasurementIn situ | Range of MeasurementIn situ | Range of MeasurementIn situ | Range of MeasurementIn situ
Carbon monOxide Measurement from Ames | COMA | Roy R. Johnson (Mgr) | NASA ARC | P-3 Orion - WFF; WB-57 - JSC | Laser absorption | CO; N2O; H2O | Range of MeasurementIn situMeasurement Sampling Rate1.00 Hz | Range of MeasurementIn situMeasurement Sampling Rate1.00 Hz | Range of MeasurementIn situMeasurement Sampling Rate1.00 Hz | Range of MeasurementIn situMeasurement Sampling Rate1.00 Hz | Range of MeasurementIn situMeasurement Sampling Rate1.00 Hz | Range of MeasurementIn situMeasurement Sampling Rate1.00 Hz
Carbon Oxide Laser Detector 2 | COLD 2 | Francesco D'Amato (PI) | CNRI | WB-57 - JSC | Laser absorption | CO and N2O | Range of MeasurementIn situMeasurement Sampling Rate1.00 Hz | Range of MeasurementIn situMeasurement Sampling Rate1.00 Hz | Range of MeasurementIn situMeasurement Sampling Rate1.00 Hz | Range of MeasurementIn situMeasurement Sampling Rate1.00 Hz | Range of MeasurementIn situMeasurement Sampling Rate1.00 Hz | Range of MeasurementIn situMeasurement Sampling Rate1.00 Hz
Charged-coupled device Actinic Flux Spectroradiometers | CAFS | Samuel R. Hall (PI) | NCAR | DC-8 - AFRC; WB-57 - JSC; Gulfstream III - LaRC | Spectrometer (in situ) | Spectrally resolved actinic flux and photolysis frequencies typically calculated for the following species: O3; NO2; NO3; CH2O; HONO; HNO3; N2O5; HNO4; PAN; H2O2; CH3OOH; CH3ONO2; CH3CH2ONO2; CH3CHO; CH3CH2CHO; CHOCHO; CH3COCHO; 2; 3-Butanedione; Methacrolein; MVK; (CH3)2CO; MEK; Br2; BrO; BrNO; BrNO2; BrONO; BrONO2; BrCl; HOBr; CHBr3; Cl2; ClO; ClNO2; ClONO; ClONO2 | Range of MeasurementIn situMeasurement Sampling Rate1.00 Hz | Range of MeasurementIn situMeasurement Sampling Rate1.00 Hz | Range of MeasurementIn situMeasurement Sampling Rate1.00 Hz | Range of MeasurementIn situMeasurement Sampling Rate1.00 Hz | Range of MeasurementIn situMeasurement Sampling Rate1.00 Hz | Range of MeasurementIn situMeasurement Sampling Rate1.00 Hz | 280-650 nm
Chemical Ionization Mass Spectrometer | CIT-CIMS | Paul Wennberg (PI) | Cal Tech | C-130H - WFF; DC-8 - AFRC; ER-2 - AFRC | CIMS | HNO3; H2O2; CH3OOH; HCN; PAA; SO2; multifunctional VOC oxidation products. | Range of MeasurementIn situMeasurement Sampling Rate10.00 Hz | Range of MeasurementIn situMeasurement Sampling Rate10.00 Hz | Range of MeasurementIn situMeasurement Sampling Rate10.00 Hz | Range of MeasurementIn situMeasurement Sampling Rate10.00 Hz | Range of MeasurementIn situMeasurement Sampling Rate10.00 Hz | Range of MeasurementIn situMeasurement Sampling Rate10.00 Hz
Chemical Ionization Mass Spectrometer | NOAA CIMS | Thomas B Ryerson (PI) |  | WB-57 - JSC; DC-8 - AFRC | CIMS | H2O; HNO3; HCl | Range of MeasurementIn situ | Range of MeasurementIn situ | Range of MeasurementIn situ | Range of MeasurementIn situ | Range of MeasurementIn situ | Range of MeasurementIn situ
Chemical Ionization Mass Spectrometer | GT-CIMS | L. Greg Huey (PI) | GA Tech | DC-8 - AFRC; Gulfstream V - NSF | CIMS | HNO3; SO2; HNO4; HCl; Br2; BrO; PAN | Range of MeasurementIn situ | Range of MeasurementIn situ | Range of MeasurementIn situ | Range of MeasurementIn situ | Range of MeasurementIn situ | Range of MeasurementIn situ
Chicago Water Isotope Spectrometer | Chi-WIS | Benjamin Clouser (Mgr) | U Chicago | WB-57 - JSC | Spectrometer | H2O; HDO
Chlorine Nitrate Instrument | ClONO2 | David Wilmouth (PI) | Harvard | ER-2 - AFRC | Fluorescence | NO2; ClO; ClONO2; BrO
Cimel Sunphotometer | Cimel | Michal Segal Rozenhaimer (PI) | BAERI
Closed-path Laser Hygrometer | CLH | Linnea Avallone (PI) | NSF | Gulfstream V - NSF; WB-57 - JSC; DC-8- AFRC | Laser absorption | H2O (total) | Range of MeasurementIn situMeasurement Sampling Rate0.80 Hz | Range of MeasurementIn situMeasurement Sampling Rate0.80 Hz | Range of MeasurementIn situMeasurement Sampling Rate0.80 Hz | Range of MeasurementIn situMeasurement Sampling Rate0.80 Hz | Range of MeasurementIn situMeasurement Sampling Rate0.80 Hz | Range of MeasurementIn situMeasurement Sampling Rate0.80 Hz
Closed-path Laser Hygrometer 2 | CLH2 | Darin Toohey (PI) | CU Boulder | Gulfstream V - NSF; C-230 - NSF; DC-8- AFRC | Laser absorption; Spectrometer (in situ) | H2O (total) | Range of MeasurementIn situMeasurement Sampling Rate45.00 Hz | Range of MeasurementIn situMeasurement Sampling Rate45.00 Hz | Range of MeasurementIn situMeasurement Sampling Rate45.00 Hz | Range of MeasurementIn situMeasurement Sampling Rate45.00 Hz | Range of MeasurementIn situMeasurement Sampling Rate45.00 Hz | Range of MeasurementIn situMeasurement Sampling Rate45.00 Hz
Cloud Absorption Radiometer | CAR | Charles Gatebe (PI) | NASA ARC | J-31; P-3 Orion - WFF; Convair 580 NRC; Naval Research Lab (NRL) P-3 Orion; C-131A University of Washington | Radiometer | Solar flux; Imagery | Range of MeasurementOtherInstrument PointingZenith (directly upwards)Upwards pointing but not directly upwardsNadir (directly downwards)Downwards pointing but not directly downwardsCross-track scanningPointing Angles190Measurement Sampling Rate1.67 HzHorizontal Resolution10.00 m (at 0.6 km) | Range of MeasurementOtherInstrument PointingZenith (directly upwards)Upwards pointing but not directly upwardsNadir (directly downwards)Downwards pointing but not directly downwardsCross-track scanningPointing Angles190Measurement Sampling Rate1.67 HzHorizontal Resolution10.00 m (at 0.6 km) | Range of MeasurementOtherInstrument PointingZenith (directly upwards)Upwards pointing but not directly upwardsNadir (directly downwards)Downwards pointing but not directly downwardsCross-track scanningPointing Angles190Measurement Sampling Rate1.67 HzHorizontal Resolution10.00 m (at 0.6 km) | Range of MeasurementOtherInstrument PointingZenith (directly upwards)Upwards pointing but not directly upwardsNadir (directly downwards)Downwards pointing but not directly downwardsCross-track scanningPointing Angles190Measurement Sampling Rate1.67 HzHorizontal Resolution10.00 m (at 0.6 km) | Range of MeasurementOtherInstrument PointingZenith (directly upwards)Upwards pointing but not directly upwardsNadir (directly downwards)Downwards pointing but not directly downwardsCross-track scanningPointing Angles190Measurement Sampling Rate1.67 HzHorizontal Resolution10.00 m (at 0.6 km) | Range of MeasurementOtherInstrument PointingZenith (directly upwards)Upwards pointing but not directly upwardsNadir (directly downwards)Downwards pointing but not directly downwardsCross-track scanningPointing Angles190Measurement Sampling Rate1.67 HzHorizontal Resolution10.00 m (at 0.6 km)
Cloud Aerosol and Precipitation Spectrometer | CAPS | Andrew Heymsfield (PI) | NCAR | DC-8 - AFRC; WB-57 - JSC; P-3 Orion - WFF; ER-2 - AFRC; WB-57 - JSC | Particle imager; Spectrometer (in situ) | Aerosol; Particle size distribution; Temperature; Pressure; Cloud Liquid Water Content
Cloud Aerosol and Precipitation Spectrometer - U Vienna | CAPS Vienna | Bernadett Weinzierl (PI) | U Vienna | DC-8 - AFRC |  | Aerosol; Particle size distribution; Cloud Liquid Water Content | Range of MeasurementIn situ | Range of MeasurementIn situ | Range of MeasurementIn situ | Range of MeasurementIn situ | Range of MeasurementIn situ | Range of MeasurementIn situ
Cloud Droplet Probe | CDP | David Rogers (PI) | NCAR | Gulfstream V - NSF; WB-57 - JSC; Global Hawk - AFRC; P-3 Orion - WFF; ER-2 - AFRC; WB-57 - JSC | Particle imager | Particle size distribution; Particle concentration
Cloud Imaging Probe | CIP | Andrew Heymsfield (PI) | NCAR | DC-8 - AFRC | Particle imager | Particle size distribution; Cloud Liquid Water Content
Cloud Integrating Nephelometer | CIN | Hermann Gerber (PI) |  | C-130H - WFF; Citation; Twin Otter - GRC; WB-57 - JSC | Optical particle counter | Asymmetry Parameter; Optical Extinction Coefficient; Extinction-to-Backscatter Ratio
Cloud Lidar System | CLS | James Spinhirne (PI) | NASA GSFC | ER-2 - AFRC | Lidar | Cloud Thickness
Cloud Particle Imager | CPI | Sarah Woods (PI) | NCAR | Citation; DC-8 - AFRC; WB-57 - JSC; Global Hawk - AFRC; P-3 Orion - WFF | Particle imager | Particle phase; habit; Imagery | Range of MeasurementIn situ | Range of MeasurementIn situ | Range of MeasurementIn situ | Range of MeasurementIn situ | Range of MeasurementIn situ | Range of MeasurementIn situ
Cloud Physics Lidar | CPL | John Yorks (PI) | NASA GSFC | ER-2 - AFRC; Global Hawk - AFRC; WB-57 - JSC | Lidar | Attenuated backscatter; linear depolarization ratio; cloud extinction coefficient; Aerosol Optical Depth | Range of MeasurementVertical profileInstrument PointingNadir (directly downwards)Measurement Sampling Rate1.00 HzVertical Resolution30.00 m | Range of MeasurementVertical profileInstrument PointingNadir (directly downwards)Measurement Sampling Rate1.00 HzVertical Resolution30.00 m | Range of MeasurementVertical profileInstrument PointingNadir (directly downwards)Measurement Sampling Rate1.00 HzVertical Resolution30.00 m | Range of MeasurementVertical profileInstrument PointingNadir (directly downwards)Measurement Sampling Rate1.00 HzVertical Resolution30.00 m | Range of MeasurementVertical profileInstrument PointingNadir (directly downwards)Measurement Sampling Rate1.00 HzVertical Resolution30.00 m | Range of MeasurementVertical profileInstrument PointingNadir (directly downwards)Measurement Sampling Rate1.00 HzVertical Resolution30.00 m
Cloud Radar System | CRS | Gerald Heymsfield (PI) | NASA GSFC | ER-2 - AFRC; WB-57 - JSC | Radar | Radar Reflectivity; Doppler Velocity | Range of MeasurementVertical profileInstrument PointingNadir (directly downwards)Vertical Resolution115.00 m | Range of MeasurementVertical profileInstrument PointingNadir (directly downwards)Vertical Resolution115.00 m | Range of MeasurementVertical profileInstrument PointingNadir (directly downwards)Vertical Resolution115.00 m | Range of MeasurementVertical profileInstrument PointingNadir (directly downwards)Vertical Resolution115.00 m | Range of MeasurementVertical profileInstrument PointingNadir (directly downwards)Vertical Resolution115.00 m | Range of MeasurementVertical profileInstrument PointingNadir (directly downwards)Vertical Resolution115.00 m
Cloud Spectrometer and Impactor | CSI | Andrew Heymsfield (PI) | NCAR | C-130H - WFF; DC-8 - AFRC; WB-57 - JSC | Counterflow virtual impactor; Spectrometer (in situ) | Cloud Liquid Water Content; H2O (total)
Cloud, Aerosol, and Precipitation Spectrometer | CAPS - DC8 | Andrew Heymsfield (PI) | NCAR | DC-8 - AFRC | Spectrometer (in situ) | Aerosol; Particle size distribution; Cloud Liquid Water Content
Cloud, Aerosol, and Precipitation Spectrometer | CAPS - WB57 | Darrel Baumgardner (PI) | DMT | WB-57 - JSC | Spectrometer (in situ) | Aerosol; Particle size distribution; Cloud Liquid Water Content
Cloud, Aerosol, and Refractive Index Experiment | CAPS-PIP | Bernadett Weinzierl (PI) | U Vienna | DC-8 - AFRC |  | Aerosol; Particle size distribution; Cloud Liquid Water Content
CN - Hawaii |  | Antony Clarke (Co-I) | U Hawaii | DC-8 - AFRC | CN counter | CCN
CO2 Weather Balloon Spectrometer | CO2-WEBS | Lance Christensen (PI) | JPL | Balloon | Spectrometer (in situ) | CO2
Coherent Radar Depth Sounder | CARDS | Prasad Gogineni (PI) | U Kansas | P-3 Orion - WFF | Sounder; Radar | Ice Sheet Thickness
Compact Airborne Formaldehyde Experiment | CAFE | Jason M. St. Clair (PI) | NASA GSFC | DC-8 - AFRC; ER-2 - AFRC; C-23 Sherpa - WFF; HL5200 Hanseo University (NIER) | Fluorescence | CH2O | Range of MeasurementIn situMeasurement Sampling Rate1.00 Hz | Range of MeasurementIn situMeasurement Sampling Rate1.00 Hz | Range of MeasurementIn situMeasurement Sampling Rate1.00 Hz | Range of MeasurementIn situMeasurement Sampling Rate1.00 Hz | Range of MeasurementIn situMeasurement Sampling Rate1.00 Hz | Range of MeasurementIn situMeasurement Sampling Rate1.00 Hz
Compact Airborne NO2 Experiment | CANOE | Jason M. St. Clair (PI) | NASA GSFC | DC-8 - AFRC; ER-2 - AFRC | Fluorescence | NO2 | Range of MeasurementIn situMeasurement Sampling Rate1.00 Hz | Range of MeasurementIn situMeasurement Sampling Rate1.00 Hz | Range of MeasurementIn situMeasurement Sampling Rate1.00 Hz | Range of MeasurementIn situMeasurement Sampling Rate1.00 Hz | Range of MeasurementIn situMeasurement Sampling Rate1.00 Hz | Range of MeasurementIn situMeasurement Sampling Rate1.00 Hz
Compact Atmospheric Multispecies Spectrometer | CAMS | Alan Fried (Co-I) | CU Boulder | Gulfstream V - NSF; DC-8 - AFRC | Spectrometer (in situ) | CH2O; HCOOH
Compact Formaldehyde FluorescencE Experiment | COFFEE | Laura Iraci (PI) | NASA ARC |  |  | CH2O
COmpact Formaldehyde FluorescencE Experiment | COFFEE(GSFC) | Jason M. St. Clair (PI) | NASA GSFC | Alpha Jet; Ground site | Fluorescence | CH2O | Range of MeasurementIn situMeasurement Sampling Rate1.00 Hz | Range of MeasurementIn situMeasurement Sampling Rate1.00 Hz | Range of MeasurementIn situMeasurement Sampling Rate1.00 Hz | Range of MeasurementIn situMeasurement Sampling Rate1.00 Hz | Range of MeasurementIn situMeasurement Sampling Rate1.00 Hz | Range of MeasurementIn situMeasurement Sampling Rate1.00 Hz
Compact Raman Lidar | CRL | Zhien Wang (PI) | CU Boulder | University of Wyoming King Air; NSF/NCAR C-130; WP-3D Orion - NOAA | Lidar | H2O; Temperature; Aerosol; and cloud profiles | Range of MeasurementVertical profileInstrument PointingZenith (directly upwards)Nadir (directly downwards)Measurement Sampling Rate5.00 HzVertical Resolution0.60 m | Range of MeasurementVertical profileInstrument PointingZenith (directly upwards)Nadir (directly downwards)Measurement Sampling Rate5.00 HzVertical Resolution0.60 m | Range of MeasurementVertical profileInstrument PointingZenith (directly upwards)Nadir (directly downwards)Measurement Sampling Rate5.00 HzVertical Resolution0.60 m | Range of MeasurementVertical profileInstrument PointingZenith (directly upwards)Nadir (directly downwards)Measurement Sampling Rate5.00 HzVertical Resolution0.60 m | Range of MeasurementVertical profileInstrument PointingZenith (directly upwards)Nadir (directly downwards)Measurement Sampling Rate5.00 HzVertical Resolution0.60 m | Range of MeasurementVertical profileInstrument PointingZenith (directly upwards)Nadir (directly downwards)Measurement Sampling Rate5.00 HzVertical Resolution0.60 m
Composition and Photo-Dissociative Flux Measurement | CPFM | C. Thomas McElroy (PI) |  | ER-2 - AFRC; WB-57 - JSC; WB-57 - JSC | Radiometer; Spectrometer (in situ) | Solar flux
Condensation Nuclei Counter | CNC | James Wilson (PI) | U Denver | ER-2 - AFRC; WB-57 - JSC; DC-8 - AFRC; WB-57 - JSC | CN counter | CCN
Condensation Nucleus Counters (CNCs) and Electrical Aerosol Sampler (EAS) | CNC/EAS | James Wilson (PI) | U Denver | ER-2 - AFRC
Configurable Scanning Submillimeter-wave Instrument/Radiometer | CoSSIR | Rachael Kroodsma (PI) | NASA GSFC | ER-2 - AFRC; WB-57 - JSC | Microwave Radiometer | Brightness Temperature | Range of MeasurementGroundInstrument PointingCross-track scanningConical scanningSwath Width50000.00 m (at 20 km) | Range of MeasurementGroundInstrument PointingCross-track scanningConical scanningSwath Width50000.00 m (at 20 km) | Range of MeasurementGroundInstrument PointingCross-track scanningConical scanningSwath Width50000.00 m (at 20 km) | Range of MeasurementGroundInstrument PointingCross-track scanningConical scanningSwath Width50000.00 m (at 20 km) | Range of MeasurementGroundInstrument PointingCross-track scanningConical scanningSwath Width50000.00 m (at 20 km) | Range of MeasurementGroundInstrument PointingCross-track scanningConical scanningSwath Width50000.00 m (at 20 km) | 170.5 GHz (2 channels (V & H)), , 177.3 GHz (2 channels (V & H)), , 180.3 GHz (2 channels (V & H)), , 182.3 GHz (2 channels (V & H)), , 325 GHz (6 channels (±0.9 GHz, ±3.55 GHz, ±11.3 GHz, V & H)), , 684 GHz (2 channels (V & H))
Conical Scanning Millimeter-wave Imaging Radiometer | CoSMIR | Rachael Kroodsma (PI) | NASA GSFC | ER-2 - AFRC; DC-8 - AFRC | Radiometer | Brightness Temperature | Range of MeasurementGroundInstrument PointingCross-track scanningConical scanningSwath Width50000.00 m (at 20 km) | Range of MeasurementGroundInstrument PointingCross-track scanningConical scanningSwath Width50000.00 m (at 20 km) | Range of MeasurementGroundInstrument PointingCross-track scanningConical scanningSwath Width50000.00 m (at 20 km) | Range of MeasurementGroundInstrument PointingCross-track scanningConical scanningSwath Width50000.00 m (at 20 km) | Range of MeasurementGroundInstrument PointingCross-track scanningConical scanningSwath Width50000.00 m (at 20 km) | Range of MeasurementGroundInstrument PointingCross-track scanningConical scanningSwath Width50000.00 m (at 20 km) | 50.3 GHz (H-pol only), , 52.8 GHz (H-pol only), , 89 GHz (2 channels (V & H)), , 165.5 GHz (2 channels (V & H)), , 183.3 GHz (3 channels (±1 GHz, ±3 GHz, ±7 GHz, H-pol only))
Conically-Scanning Two-look Airborne Radiometer | C-STAR | Anthony Guillory (Mgr) | NASA MSFC | DC-8 - AFRC | Radiometer | Wind; Rain Rate
Continuous Flow Diffusion Chambers | CFDC | Paul J. DeMott (PI) | Colo State | Citation; DC-8 - AFRC; P-3 Orion - WFF | Optical particle counter | Particle size distribution
Continuous Flow Streamwise Thermal Gradient CCN Counter | CFSTGC | Richard Moore (Co-I) | NASA LaRC | Balloon; P-3 Orion - WFF; C-130H - WFF; DC-8 - AFRC; HU-25 Falcon - LaRC | CN counter | CCN | Range of MeasurementIn situMeasurement Sampling Rate1.00 Hz | Range of MeasurementIn situMeasurement Sampling Rate1.00 Hz | Range of MeasurementIn situMeasurement Sampling Rate1.00 Hz | Range of MeasurementIn situMeasurement Sampling Rate1.00 Hz | Range of MeasurementIn situMeasurement Sampling Rate1.00 Hz | Range of MeasurementIn situMeasurement Sampling Rate1.00 Hz
Cooled CCD Slit-less Spectrograph | ASTRO | Peter Jenniskens (PI) | SETI | DC-8 - AFRC | Spectrometer (in situ) | Brightness Temperature
Cosmic Dust Collectors | CDC | Michael Zolensky (PI) | NASA JSC | WB-57 - JSC |  | Cosmic Dust
Counterflow Virtual Impactor | CVI | Cynthia Twohy (PI) | NWRA | Citation; DC-8 - AFRC; WB-57 - JSC | Counterflow virtual impactor | Cloud Liquid Water Content
Cryogenic Hygrometer | CRYO | John Barrick (Co-I) | NASA LaRC | DC-8 - AFRC |  | H2O
CSU QC-TILDAS Ammonia | CSU-NH3 | Ilana B. Pollack (Co-I) | CU Boulder | NSF/NCAR C-130; University of Wyoming King Air; DC-8 - AFRC | Spectrometer (in situ) | NH3 | Range of MeasurementIn situMeasurement Sampling Rate1.00 Hz | Range of MeasurementIn situMeasurement Sampling Rate1.00 Hz | Range of MeasurementIn situMeasurement Sampling Rate1.00 Hz | Range of MeasurementIn situMeasurement Sampling Rate1.00 Hz | Range of MeasurementIn situMeasurement Sampling Rate1.00 Hz | Range of MeasurementIn situMeasurement Sampling Rate1.00 Hz
CU Aircraft Extractive Electrospray Time-of-Flight Mass Spectrometer | EESI-TOFMS | Jose-Luis Jimenez (PI) | CU Boulder | DC-8 - AFRC | Spectrometer (in situ) | C6H10O5; C6H5NO4 | Range of MeasurementIn situMeasurement Sampling Rate1.00 Hz | Range of MeasurementIn situMeasurement Sampling Rate1.00 Hz | Range of MeasurementIn situMeasurement Sampling Rate1.00 Hz | Range of MeasurementIn situMeasurement Sampling Rate1.00 Hz | Range of MeasurementIn situMeasurement Sampling Rate1.00 Hz | Range of MeasurementIn situMeasurement Sampling Rate1.00 Hz
CU Aircraft High-Resolution Time-of-Flight Aerosol Mass Spectrometer | HR-AMS | Jose-Luis Jimenez (PI) | CU Boulder | DC-8 - AFRC; C-130 - NSF; Gulfstream III - LaRC | Spectrometer (in situ) | Organic Aerosol; NH4; NO3; SO4; NR-Cl; Br-; Iodine; seasalt; MSA; ClO4; pRONO2 | Range of MeasurementIn situMeasurement Sampling Rate1.00 Hz | Range of MeasurementIn situMeasurement Sampling Rate1.00 Hz | Range of MeasurementIn situMeasurement Sampling Rate1.00 Hz | Range of MeasurementIn situMeasurement Sampling Rate1.00 Hz | Range of MeasurementIn situMeasurement Sampling Rate1.00 Hz | Range of MeasurementIn situMeasurement Sampling Rate1.00 Hz
DCOTSS Portable Optical Particle Spectrometer | DPOPS | John Dykema (PI) | Harvard | ER-2 - AFRC; ER-2 - AFRC | Spectrometer (in situ) | particle number density; Particle size distribution
Delay-Doppler Phase-monopulse Radar | D2P | Keith Raney (PI) | JHU APL | P-3 Orion - WFF | Radar | Altitude
Difference Frequency Generation Absorption Spectrometer | DFGAS | Alan Fried (Co-I) | CU Boulder | DC-8 - AFRC; P-3 Orion - WFF | Spectrometer (in situ) | CH2O
Differential Absorption Carbon monOxide Measurement | DACOM | Glenn S. Diskin (PI) | NASA LaRC | DC-8 - AFRC; P-3 Orion - WFF | Laser absorption; Spectrometer (in situ) | N2O; CO; CH4; CO2 | Range of MeasurementIn situMeasurement Sampling Rate5.00 Hz | Range of MeasurementIn situMeasurement Sampling Rate5.00 Hz | Range of MeasurementIn situMeasurement Sampling Rate5.00 Hz | Range of MeasurementIn situMeasurement Sampling Rate5.00 Hz | Range of MeasurementIn situMeasurement Sampling Rate5.00 Hz | Range of MeasurementIn situMeasurement Sampling Rate5.00 Hz
Differential Absorption Lidar | DIAL | Johnathan W. Hair (PI) | NASA LaRC | DC-8 - AFRC | Lidar | Aerosol Backscattering; Aerosol Depolarization Ratio; Aerosol Extinction; Aerosol Optical Depth; O3 | Range of MeasurementVertical profileInstrument PointingZenith (directly upwards)Nadir (directly downwards) | Range of MeasurementVertical profileInstrument PointingZenith (directly upwards)Nadir (directly downwards) | Range of MeasurementVertical profileInstrument PointingZenith (directly upwards)Nadir (directly downwards) | Range of MeasurementVertical profileInstrument PointingZenith (directly upwards)Nadir (directly downwards) | Range of MeasurementVertical profileInstrument PointingZenith (directly upwards)Nadir (directly downwards) | Range of MeasurementVertical profileInstrument PointingZenith (directly upwards)Nadir (directly downwards) | 288 nm (O3), , 300 nm (O3), , 355 nm (Aerosol), , 532 nm (Aerosol), , 1064 nm (Aerosol)
Differential Aerosol Sizing and Hygroscopicity Spectrometer Probe | DASH-SP | Armin Sorooshian (PI) | UA | DC-8 - AFRC; P-3 Orion - WFF | Differential mobility; Spectrometer (in situ) | Aerosol | Range of MeasurementIn situMeasurement Sampling Rate1.00 Hz | Range of MeasurementIn situMeasurement Sampling Rate1.00 Hz | Range of MeasurementIn situMeasurement Sampling Rate1.00 Hz | Range of MeasurementIn situMeasurement Sampling Rate1.00 Hz | Range of MeasurementIn situMeasurement Sampling Rate1.00 Hz | Range of MeasurementIn situMeasurement Sampling Rate1.00 Hz | 405 nm (DC3/SEAC4RS were 532 nm, and ARCSIX is 405 nm)
Digital Camera System | DCS | James D. Jacobson Jr. (Mgr) | BAERI | B200 - LARC; DC-8 - AFRC; ER-2 - AFRC; Twin Otter - GRC; WB-57 - JSC | Camera | Imagery | Range of MeasurementGroundInstrument PointingDownwards pointing but not directly downwards | Range of MeasurementGroundInstrument PointingDownwards pointing but not directly downwards | Range of MeasurementGroundInstrument PointingDownwards pointing but not directly downwards | Range of MeasurementGroundInstrument PointingDownwards pointing but not directly downwards | Range of MeasurementGroundInstrument PointingDownwards pointing but not directly downwards | Range of MeasurementGroundInstrument PointingDownwards pointing but not directly downwards
Digital Mapping System | DMS | James D. Jacobson Jr. (Mgr) | BAERI | DC-8 - AFRC; P-3 Orion - WFF; C-130H - WFF; HU-25A Guardian - LaRC; Gulfstream V - NSF | Camera | Imagery | Range of MeasurementGroundInstrument PointingDownwards pointing but not directly downwards | Range of MeasurementGroundInstrument PointingDownwards pointing but not directly downwards | Range of MeasurementGroundInstrument PointingDownwards pointing but not directly downwards | Range of MeasurementGroundInstrument PointingDownwards pointing but not directly downwards | Range of MeasurementGroundInstrument PointingDownwards pointing but not directly downwards | Range of MeasurementGroundInstrument PointingDownwards pointing but not directly downwards
Diode Laser Hygrometer | DLH | Glenn S. Diskin (PI) | NASA LaRC | B200 - LARC; DC-8 - AFRC; Global Hawk - AFRC; P-3 Orion - WFF; WB-57 - JSC; Sherpa - WFF; HU25 Falcon - LaRC; Twin Otter - CIRPAS - NPS | Laser absorption | H2O | Range of MeasurementIn situMeasurement Sampling Rate100.00 Hz | Range of MeasurementIn situMeasurement Sampling Rate100.00 Hz | Range of MeasurementIn situMeasurement Sampling Rate100.00 Hz | Range of MeasurementIn situMeasurement Sampling Rate100.00 Hz | Range of MeasurementIn situMeasurement Sampling Rate100.00 Hz | Range of MeasurementIn situMeasurement Sampling Rate100.00 Hz
Direct beam Irradiance Airborne Spectrometer | DIAS | Samuel R. Hall (PI) | NCAR | DC-8 - AFRC | Spectrometer | Aerosol; Optical Depth; O3 | Range of MeasurementIntegrated slant columnInstrument PointingSolar tracking | Range of MeasurementIntegrated slant columnInstrument PointingSolar tracking | Range of MeasurementIntegrated slant columnInstrument PointingSolar tracking | Range of MeasurementIntegrated slant columnInstrument PointingSolar tracking | Range of MeasurementIntegrated slant columnInstrument PointingSolar tracking | Range of MeasurementIntegrated slant columnInstrument PointingSolar tracking | 280-650 nm
Doppler Aerosol WiNd Lidar | DAWN | Michael J. Kavaya (PI) | NASA LaRC | DC-8 - AFRC; B-200 (UC-12B) - LARC | Lidar | Line of Sight Wind Speed; Vector Wind Speed and Direction; Aerosol Backscattering | Range of MeasurementVertical profileInstrument PointingConical scanningPointing Angles30 deg nadirMeasurement Sampling Rate10.00 HzVertical Resolution33.00 m | Range of MeasurementVertical profileInstrument PointingConical scanningPointing Angles30 deg nadirMeasurement Sampling Rate10.00 HzVertical Resolution33.00 m | Range of MeasurementVertical profileInstrument PointingConical scanningPointing Angles30 deg nadirMeasurement Sampling Rate10.00 HzVertical Resolution33.00 m | Range of MeasurementVertical profileInstrument PointingConical scanningPointing Angles30 deg nadirMeasurement Sampling Rate10.00 HzVertical Resolution33.00 m | Range of MeasurementVertical profileInstrument PointingConical scanningPointing Angles30 deg nadirMeasurement Sampling Rate10.00 HzVertical Resolution33.00 m | Range of MeasurementVertical profileInstrument PointingConical scanningPointing Angles30 deg nadirMeasurement Sampling Rate10.00 HzVertical Resolution33.00 m
Doppler Scatterometry | DopplerScatt | Dragana Perkovic-Martin (PI) | JPL | B200 (#801) - AFRC | Scatterometer | Doppler Velocity
Dropsondes - DC-8 | D8D | Gerald Heymsfield (PI) | NASA GSFC | DC-8 - AFRC | Dropsonde | Temperature
Dual Channel Airborne tunable diode Laser Spectrometer | DCALS | Alan Fried (Co-I) | CU Boulder | DC-8 - AFRC | Laser absorption; Spectrometer (in situ) | CH3OH; CH2O
Dual-Beam UV-Absorption Ozone Photometer | NOAA O3 Classic | Erik Richard (PI) | NOAA ESRL | ER-2 - AFRC; Balloon; WB-57 - JSC | Photometer | O3
Dual-Frequency Airborne Precipitation Radar | PR-2 | Eastwood Im (PI) | JPL | DC-8 - AFRC | Radar | Doppler radar backscatter | Range of MeasurementGroundInstrument PointingCross-track scanning | Range of MeasurementGroundInstrument PointingCross-track scanning | Range of MeasurementGroundInstrument PointingCross-track scanning | Range of MeasurementGroundInstrument PointingCross-track scanning | Range of MeasurementGroundInstrument PointingCross-track scanning | Range of MeasurementGroundInstrument PointingCross-track scanning | 14 GHz, , 35 GHz
Electronically Scanning Thinned-Array Radiometer | ESTAR | David Levine (PI) | NASA GSFC | P-3 Orion - WFF | Radiometer | Soil Moisture; Ocean Salinity
Enhanced MODIS Airborne Simulator | eMAS | Steve Platnick (Co-I) | NASA GSFC | ER-2 - AFRC | Spectrometer | Imagery | Range of MeasurementGroundInstrument PointingCross-track scanningMeasurement Sampling Rate6.25 HzSwath Width36000.00 m (at 19.8 km)Horizontal Resolution50.00 m (at 19.8 km) | Range of MeasurementGroundInstrument PointingCross-track scanningMeasurement Sampling Rate6.25 HzSwath Width36000.00 m (at 19.8 km)Horizontal Resolution50.00 m (at 19.8 km) | Range of MeasurementGroundInstrument PointingCross-track scanningMeasurement Sampling Rate6.25 HzSwath Width36000.00 m (at 19.8 km)Horizontal Resolution50.00 m (at 19.8 km) | Range of MeasurementGroundInstrument PointingCross-track scanningMeasurement Sampling Rate6.25 HzSwath Width36000.00 m (at 19.8 km)Horizontal Resolution50.00 m (at 19.8 km) | Range of MeasurementGroundInstrument PointingCross-track scanningMeasurement Sampling Rate6.25 HzSwath Width36000.00 m (at 19.8 km)Horizontal Resolution50.00 m (at 19.8 km) | Range of MeasurementGroundInstrument PointingCross-track scanningMeasurement Sampling Rate6.25 HzSwath Width36000.00 m (at 19.8 km)Horizontal Resolution50.00 m (at 19.8 km) | 38 channels at 0.4649-14.18 µm
ER-2 Doppler Radar | EXRAD | Gerald Heymsfield (PI) | NASA GSFC | ER-2 - AFRC | Radar | Radar Reflectivity; Doppler Velocity; [tid:397]
ER-2 High Altitude Dropsonde | EHAD | Jeffrey B. Halverson (PI) | UMBC | ER-2 - AFRC | Dropsonde | Temperature
Fabry-Perot Interferometer | FPI | Jay R. Herman (PI) | NASA GSFC | DC-8 - AFRC | Interferometer | O2; CO2
Fast Cloud Droplet Probe | FCDP | Sarah Woods (PI) | NCAR | WB-57 - JSC; P-3 Orion - WFF; Global Hawk - AFRC; Learjet SPEC; DC-8 - AFRC; ER-2 - AFRC | Optical particle counter | Cloud Particle Number and Size Distributions | Range of MeasurementIn situ | Range of MeasurementIn situ | Range of MeasurementIn situ | Range of MeasurementIn situ | Range of MeasurementIn situ | Range of MeasurementIn situ
Fast In-situ Stratospheric Hygrometer | FISH | Cornelius Schiller (PI) | FZ Jülich | WB-57 - JSC; WB-57 - JSC |  | H2O
Fibre-optic Fed Slit-Spectrograph | SLIT | Michael Winter (PI) |  | DC-8 - AFRC | Spectrometer (in situ) | Brightness Temperature
Flight Modem |  | Alex Coleman (PI) | NASA WFF | P-3 Orion - WFF | Navigation recorder | Aircraft position
FluidCam |  | Dr. Ved Chirayath (PI) | U Miami
Focused Cavity Aerosol Spectrometer | FCAS | James Wilson (PI) | U Denver | DC-8 - AFRC; ER-2 - AFRC; Global Hawk - AFRC; Gulfstream V - NSF; WB-57 - JSC; WB-57 - JSC | Optical particle counter | Particle size distribution
Forward Scattering Spectrometer Probe | FSSP | Paul Lawson (PI) | SPEC | Citation; DC-8 - AFRC; ER-2 - AFRC; WB-57 - JSC; WB-57 - JSC | Optical particle counter | Particle size distribution
Fourier Transform Infrared Spectrometer | FTIR | Michael Coffey (PI) | NASA HQ | DC-8 - AFRC | Spectrometer | HCl; ClONO2; N2O; NO; NO2; HNO3; HF; CH4; C2H6; H2O; CO2; CF2Cl2; O3
Frequency Modulated Continuous Wave Snow Thickness Radar | FMCW | Carl Leuschen (PI) | U Kansas | DC-8 - AFRC; P-3 Orion - WFF | Radar | Snow Thickness
Frost Point (NOAA) | FP | Andrew Rollins (Co-I) | NOAA CSL | WB-57 - JSC; ER-2 - AFRC |  | H2O
FSSP-300 Aerosol Spectrometer | FPCAS |  |  | ER-2 - AFRC |  | Aerosol Scattering Ratio
G-V Scanning Mobility Particle Sizer | SMPS | James Smith (PI) | NCAR | Gulfstream V - NSF | Differential mobility | Aerosol Size Distribution
G2301-f |  | Laura Iraci (PI) | NASA ARC |  | Spectrometer (in situ) | CO2; CH4; H2O
G2301-m |  | Laura Iraci (PI) | NASA ARC |  | Spectrometer (in situ) | CO2; CH4; H2O
Gas and Aerosol Measurement Sensor/Langley Airborne A-Band Spectrometer | GAMS/LAABS | Michael Pitts (PI) | NASA LaRC | DC-8 - AFRC | Solar Occultation; Spectrometer (in situ) | Optical Depth
GeoCAPE Airborne Spectrometer | GCAS | Scott Janz (PI) | NASA GSFC | B200 - LARC; WB-57 - JSC; Global Hawk - AFRC; ER-2 - AFRC | Spectrometer | NO2; CH2O | Range of MeasurementIntegrated vertical columnInstrument PointingNadir (directly downwards)Cross-track scanningMeasurement Sampling Rate2.00 Hz | Range of MeasurementIntegrated vertical columnInstrument PointingNadir (directly downwards)Cross-track scanningMeasurement Sampling Rate2.00 Hz | Range of MeasurementIntegrated vertical columnInstrument PointingNadir (directly downwards)Cross-track scanningMeasurement Sampling Rate2.00 Hz | Range of MeasurementIntegrated vertical columnInstrument PointingNadir (directly downwards)Cross-track scanningMeasurement Sampling Rate2.00 Hz | Range of MeasurementIntegrated vertical columnInstrument PointingNadir (directly downwards)Cross-track scanningMeasurement Sampling Rate2.00 Hz | Range of MeasurementIntegrated vertical columnInstrument PointingNadir (directly downwards)Cross-track scanningMeasurement Sampling Rate2.00 Hz | 300-900 nm (Air Quality (AQ) 304:520 nm; Ocean Color (OC) 460:900 nm)
Georgia Tech Laser-Induced Fluorescence | GT-LIF | David Tan (PI) | GA Tech | DC-8 - AFRC | Fluorescence | NO; CH2O; NO2
Georgia Tech NO Instrument | GT-NO | L. Greg Huey (PI) | GA Tech | DC-8 - AFRC | Chemiluminescence | NO
Geostationary Imaging Fabry-Perot Spectrometer | GIFS | Sam Yee (PI) | JHU APL | P-3 Orion - WFF | Spectrometer | Cloud Thickness
Global Ice-sheet Mapping Orbiter | GISMO | Ken Jezek (PI) | Ohio State | P-3 Orion - WFF | Interferometer; Radar | Topography
Goodrich Clear Air Turbulence Data Collection |  | Kris Deverasety (PI) |  | DC-8 - AFRC |  | Turbulence
GPS Flight Management System | GPFMS | William Krabill (Prev PI) | NASA WFF | P-3 Orion - WFF | Navigation recorder | Aircraft position
GPS Remote Sensing Instrument | GPSRS | Michael Grant (PI) | NASA LaRC | P-3 Orion - WFF |  | Soil Moisture
GRC Hyperspectral Imager | HSI3.1 | Roger Tokars (PI) | NASA GRC | Twin Otter - GRC | Camera
HAIS Fast-O3 | Fast-O3 | Teresa Campos (PI) | NCAR | Gulfstream V - NSF | Chemiluminescence | O3 | Range of MeasurementIn situMeasurement Sampling Rate1.00 Hz | Range of MeasurementIn situMeasurement Sampling Rate1.00 Hz | Range of MeasurementIn situMeasurement Sampling Rate1.00 Hz | Range of MeasurementIn situMeasurement Sampling Rate1.00 Hz | Range of MeasurementIn situMeasurement Sampling Rate1.00 Hz | Range of MeasurementIn situMeasurement Sampling Rate1.00 Hz
Harvard Halogen Instrument | HAL | David Wilmouth (PI) | Harvard | WB-57 - JSC; ER-2 - AFRC | Fluorescence | BrO; ClO; CIONO2
Harvard Herriott Hygrometer | HWV-HHH | Jessica B. Smith (PI) | Harvard | WB-57 - JSC; ER-2 - AFRC |  | H2O | Range of MeasurementIn situMeasurement Sampling Rate10.00 Hz | Range of MeasurementIn situMeasurement Sampling Rate10.00 Hz | Range of MeasurementIn situMeasurement Sampling Rate10.00 Hz | Range of MeasurementIn situMeasurement Sampling Rate10.00 Hz | Range of MeasurementIn situMeasurement Sampling Rate10.00 Hz | Range of MeasurementIn situMeasurement Sampling Rate10.00 Hz | 1393 nm (rovibrational transition of H2O)
Harvard Hydroxyl Experiment | HOx | James Anderson (PI) | Harvard | ER-2 - AFRC; WB-57 - JSC; WB-57 - JSC | Fluorescence; Laser absorption | OH; HO2
Harvard Integrated Cavity Output Spectroscopy | ICOS | David Sayres (PI) | Harvard | WB-57 - JSC; ER-2 - AFRC | Laser absorption | H2O
Harvard Lyman-α Photofragment Fluorescence Hygrometer | HWV-LYA | Jessica B. Smith (PI) | Harvard | ER-2 - AFRC; WB-57 - JSC | Fluorescence | H2O | Range of MeasurementIn situMeasurement Sampling Rate1.00 Hz | Range of MeasurementIn situMeasurement Sampling Rate1.00 Hz | Range of MeasurementIn situMeasurement Sampling Rate1.00 Hz | Range of MeasurementIn situMeasurement Sampling Rate1.00 Hz | Range of MeasurementIn situMeasurement Sampling Rate1.00 Hz | Range of MeasurementIn situMeasurement Sampling Rate1.00 Hz
Harvard Total Water | HTW | Jessica B. Smith (PI) | Harvard | WB-57 - JSC; ER-2 - AFRC | Fluorescence | H2O (total)
Harvard Tracer Suite | HTS | Bruce Daube (PI) | Harvard | DC-8 - AFRC | Laser absorption; Spectrometer (in situ) | CO; CO2; CH4; N2O | Range of MeasurementIn situ | Range of MeasurementIn situ | Range of MeasurementIn situ | Range of MeasurementIn situ | Range of MeasurementIn situ | Range of MeasurementIn situ
Harvard University Picarro Cavity Ring Down Spectrometer | HUPCRS | Steven C. Wofsy (PI) | Harvard | Global Hawk - AFRC; ER-2 - AFRC | Spectrometer (in situ) | CH4; CO2; CO | Range of MeasurementIn situMeasurement Sampling Rate0.50 Hz | Range of MeasurementIn situMeasurement Sampling Rate0.50 Hz | Range of MeasurementIn situMeasurement Sampling Rate0.50 Hz | Range of MeasurementIn situMeasurement Sampling Rate0.50 Hz | Range of MeasurementIn situMeasurement Sampling Rate0.50 Hz | Range of MeasurementIn situMeasurement Sampling Rate0.50 Hz
Hawaii Group for Environmental Aerosol Research | HIGEAR | Antony Clarke (Co-I) | U Hawaii | DC-8 - AFRC; P-3 Orion - WFF | CN counter; Differential mobility; Laser absorption; Optical particle counter; Photometer; Spectrometer | Particle Absorption; CCN; Particle Scattering; Aerosol Size Distribution; Black Carbon
Hawkeye | Hawkeye | Paul Lawson (PI) | SPEC | Global Hawk - AFRC; P-3 Orion - WFF | Particle imager | Particle size distribution | Range of MeasurementIn situ | Range of MeasurementIn situ | Range of MeasurementIn situ | Range of MeasurementIn situ | Range of MeasurementIn situ | Range of MeasurementIn situ | 10 µm (2D-S channel 1), , 50 µm (2D-S channel 2)
HDVIS | HDVIS | James D. Jacobson Jr. (Mgr) | BAERI
HIAPER Airborne Radiation Package | HARP | Samuel R. Hall (PI) | NCAR | Gulfstream V - NSF; C-130 - NSF; ER-2 - AFRC | Radiometer | Actinic Flux; Irradiance | Range of MeasurementIn situMeasurement Sampling Rate1.00 Hz | Range of MeasurementIn situMeasurement Sampling Rate1.00 Hz | Range of MeasurementIn situMeasurement Sampling Rate1.00 Hz | Range of MeasurementIn situMeasurement Sampling Rate1.00 Hz | Range of MeasurementIn situMeasurement Sampling Rate1.00 Hz | Range of MeasurementIn situMeasurement Sampling Rate1.00 Hz | 280-680 nm (actinic flux), , 300-2400 nm (irradiance)
High Altitude Imaging Wind and Rain Airborne Profiler | HIWRAP | Gerald Heymsfield (PI) | NASA GSFC | Global Hawk - AFRC; ER-2 - AFRC | Radar; Scatterometer | Radar Reflectivity; Doppler Velocity; Wind
High Altitude Lidar Observatory | HALO | Amin R. Nehrir (PI) | NASA LaRC | DC-8- AFRC; C-130- WFF; P-3 Orion - WFF; B200 - LARC; B-200 (UC-12B) - LARC; DC-8 - AFRC; Gulfstream V - JSC; Gulfstream III - LaRC | Lidar | water vapor profiles; methane columns and profiles; Aerosol Depolarization Ratio; Aerosol Scattering Ratio; Aerosol Backscattering; Aerosol Extinction
High Altitude Monolithic Microwave integrated Circuit (MMIC) Sounding Radiometer | HAMSR | Shannon Brown (Mgr) | JPL | DC-8 - AFRC; ER-2 - AFRC; Global Hawk - AFRC | Sounder; Microwave Radiometer | Temperature; H2O | Range of MeasurementGroundInstrument PointingNadir (directly downwards)Swath Width40000.00 m (at 20 km)Horizontal Resolution2000.00 m (at 20 km) | Range of MeasurementGroundInstrument PointingNadir (directly downwards)Swath Width40000.00 m (at 20 km)Horizontal Resolution2000.00 m (at 20 km) | Range of MeasurementGroundInstrument PointingNadir (directly downwards)Swath Width40000.00 m (at 20 km)Horizontal Resolution2000.00 m (at 20 km) | Range of MeasurementGroundInstrument PointingNadir (directly downwards)Swath Width40000.00 m (at 20 km)Horizontal Resolution2000.00 m (at 20 km) | Range of MeasurementGroundInstrument PointingNadir (directly downwards)Swath Width40000.00 m (at 20 km)Horizontal Resolution2000.00 m (at 20 km) | Range of MeasurementGroundInstrument PointingNadir (directly downwards)Swath Width40000.00 m (at 20 km)Horizontal Resolution2000.00 m (at 20 km) | 8 channels at 50-56 GHz, , 10 channels at 113-119 GHz, , 7 channels at 166-190 GHz
High Frame Rate Slit-less Spectrograph | HFRS | Geoff McHarg (PI) | USAF | DC-8 - AFRC | Camera; Spectrometer (in situ) | Imagery
High Resolution Interferometer Sounder | HIS | William L. Smith Sr. (PI) | UW Madison | ER-2 - AFRC
High Spectral Resolution Lidar | HSRL-1 | Chris Hostetler (Co-I) | NASA LaRC | B200 - LARC; DC-8 - AFRC; P-3 Orion - WFF | Lidar | Aerosol Depolarization Ratio; Aerosol Scattering Ratio; Aerosol Backscattering; Aerosol Extinction | Range of MeasurementVertical profileInstrument PointingNadir (directly downwards) | Range of MeasurementVertical profileInstrument PointingNadir (directly downwards) | Range of MeasurementVertical profileInstrument PointingNadir (directly downwards) | Range of MeasurementVertical profileInstrument PointingNadir (directly downwards) | Range of MeasurementVertical profileInstrument PointingNadir (directly downwards) | Range of MeasurementVertical profileInstrument PointingNadir (directly downwards) | 532 nm (aerosol backscatter, depolarization, and extinction), , 1064 nm (aerosol backscatter and depolarization)
High Spectral Resolution Lidar 2 | HSRL-2 | Johnathan W. Hair (PI) | NASA LaRC | ER-2 - AFRC; P-3 Orion - WFF; B200 - LARC; B-200 (UC-12B) - LARC; Gulfstream V - JSC; Gulfstream III - LaRC | Lidar | Aerosol Depolarization Ratio; Aerosol Scattering Ratio; Aerosol Backscattering; Aerosol Extinction | Range of MeasurementVertical profileInstrument PointingNadir (directly downwards)Measurement Sampling Rate0.10 HzVertical Resolution15.00 m | Range of MeasurementVertical profileInstrument PointingNadir (directly downwards)Measurement Sampling Rate0.10 HzVertical Resolution15.00 m | Range of MeasurementVertical profileInstrument PointingNadir (directly downwards)Measurement Sampling Rate0.10 HzVertical Resolution15.00 m | Range of MeasurementVertical profileInstrument PointingNadir (directly downwards)Measurement Sampling Rate0.10 HzVertical Resolution15.00 m | Range of MeasurementVertical profileInstrument PointingNadir (directly downwards)Measurement Sampling Rate0.10 HzVertical Resolution15.00 m | Range of MeasurementVertical profileInstrument PointingNadir (directly downwards)Measurement Sampling Rate0.10 HzVertical Resolution15.00 m | 355 nm, , 532 nm, , 1064 nm
High Volume Precipitation Spectrometer | HVPS | Paul Lawson (PI) | SPEC | Citation; DC-8 - AFRC; WB-57 - JSC; P-3 Orion - WFF; WB-57 - JSC | Particle imager; Spectrometer (in situ) | Particle size distribution
High-Sensitivity Fast-Response CO2 Analyzer | Harvard CO2 | Steven C. Wofsy (PI) | Harvard | Balloon; ER-2 - AFRC; WB-57 - JSC | Spectrometer (in situ) | CO2 | Range of MeasurementIn situMeasurement Sampling Rate0.50 Hz | Range of MeasurementIn situMeasurement Sampling Rate0.50 Hz | Range of MeasurementIn situMeasurement Sampling Rate0.50 Hz | Range of MeasurementIn situMeasurement Sampling Rate0.50 Hz | Range of MeasurementIn situMeasurement Sampling Rate0.50 Hz | Range of MeasurementIn situMeasurement Sampling Rate0.50 Hz
HOx Chemical Ionization Mass Spectrometer | HOxCIMS | Christopher A. Cantrell (PI) | NCAR | C-130H - WFF; DC-8 - AFRC | CIMS | OH; HO2; HO2+RO2
HR-732 Aerial Cameras | HR-732 | James D. Jacobson Jr. (Mgr) | BAERI | ER-2 - AFRC; DC-8 - AFRC | Camera | Imagery | Range of MeasurementGroundInstrument PointingNadir (directly downwards)Swath Width15000.00 m (at 19.8 km)Horizontal Resolution3.00 m (at 19.8 km) | Range of MeasurementGroundInstrument PointingNadir (directly downwards)Swath Width15000.00 m (at 19.8 km)Horizontal Resolution3.00 m (at 19.8 km) | Range of MeasurementGroundInstrument PointingNadir (directly downwards)Swath Width15000.00 m (at 19.8 km)Horizontal Resolution3.00 m (at 19.8 km) | Range of MeasurementGroundInstrument PointingNadir (directly downwards)Swath Width15000.00 m (at 19.8 km)Horizontal Resolution3.00 m (at 19.8 km) | Range of MeasurementGroundInstrument PointingNadir (directly downwards)Swath Width15000.00 m (at 19.8 km)Horizontal Resolution3.00 m (at 19.8 km) | Range of MeasurementGroundInstrument PointingNadir (directly downwards)Swath Width15000.00 m (at 19.8 km)Horizontal Resolution3.00 m (at 19.8 km)
Hurricane Imaging Radiometer | HIRAD | Daniel Cecil (PI) | NASA MSFC | Global Hawk - AFRC; WB-57 - JSC | Radiometer | Wind; Rain Rate
HyMap | HyMap | Terry Cocks (PI) |  | Cessna 402B; WB-57 - JSC | Spectrometer | Imagery
Hyperspectral Thermal Emissions Spectrometer | HyTES | Simon Hook (PI) | JPL | Twin Otter - GRC; Gulfstream III - LaRC; Gulfstream V - JSC | Spectrometer | Temperature | Range of MeasurementGroundInstrument PointingNadir (directly downwards)Swath Width3590.00 m (at 4 km)Horizontal Resolution7.00 m (at 4 km) | Range of MeasurementGroundInstrument PointingNadir (directly downwards)Swath Width3590.00 m (at 4 km)Horizontal Resolution7.00 m (at 4 km) | Range of MeasurementGroundInstrument PointingNadir (directly downwards)Swath Width3590.00 m (at 4 km)Horizontal Resolution7.00 m (at 4 km) | Range of MeasurementGroundInstrument PointingNadir (directly downwards)Swath Width3590.00 m (at 4 km)Horizontal Resolution7.00 m (at 4 km) | Range of MeasurementGroundInstrument PointingNadir (directly downwards)Swath Width3590.00 m (at 4 km)Horizontal Resolution7.00 m (at 4 km) | Range of MeasurementGroundInstrument PointingNadir (directly downwards)Swath Width3590.00 m (at 4 km)Horizontal Resolution7.00 m (at 4 km) | 7.5-12 µm
In Situ Airborne Formaldehyde | ISAF | Glenn M. Wolfe (PI) | NASA GSFC | DC-8 - AFRC; WB-57 - JSC; Gulfstream V - NSF; WP-3D Orion - NOAA; C-130 - NSF; B-200 (UC-12B) - LARC | Fluorescence | CH2O | Range of MeasurementIn situMeasurement Sampling Rate1.00 Hz | Range of MeasurementIn situMeasurement Sampling Rate1.00 Hz | Range of MeasurementIn situMeasurement Sampling Rate1.00 Hz | Range of MeasurementIn situMeasurement Sampling Rate1.00 Hz | Range of MeasurementIn situMeasurement Sampling Rate1.00 Hz | Range of MeasurementIn situMeasurement Sampling Rate1.00 Hz
In Situ Measurements of Aerosol Microphysical Properties | AMP | Charles Brock (PI) | CU Boulder | DC-8 - AFRC; Gulfstream G-5 | Spectrometer (in situ) | Aerosol Size Distribution | Range of MeasurementIn situMeasurement Sampling Rate1.00 Hz | Range of MeasurementIn situMeasurement Sampling Rate1.00 Hz | Range of MeasurementIn situMeasurement Sampling Rate1.00 Hz | Range of MeasurementIn situMeasurement Sampling Rate1.00 Hz | Range of MeasurementIn situMeasurement Sampling Rate1.00 Hz | Range of MeasurementIn situMeasurement Sampling Rate1.00 Hz
In-Situ Aerosol Retrieval Algorithm | ISARA | Snorre Stamnes (PI) | NASA LaRC | Twin Otter - CIRPAS - NPS
In-Situ Measurements of Aerosol Optical Properties | AOP | Adam Ahern (PI) | NOAA CSL | DC-8 - AFRC; WB-57 - JSC | Spectrometer (in situ) | Aerosol Extinction; Particle Absorption; Asymmetry Parameter; Black Carbon | Range of MeasurementIn situ | Range of MeasurementIn situ | Range of MeasurementIn situ | Range of MeasurementIn situ | Range of MeasurementIn situ | Range of MeasurementIn situ
In-situ Net Flux within the Atmosphere of the Earth | INFLAME | Martin Mlynczak (PI) | NASA LaRC | Learjet 35 | Interferometer | Solar flux
In-Situ Ozone |  | Melody Avery (PI) | NASA LaRC | ER-2 - AFRC
Intensified All-sky Camera | ALLSKY | Peter Jenniskens (PI) | SETI | DC-8 - AFRC | Camera | Imagery
Intensified Camera 1 | INT1 | Peter Jenniskens (PI) | SETI | DC-8 - AFRC | Camera | Imagery
Intensified Camera 2 | INT2 | Peter Jenniskens (PI) | SETI | DC-8 - AFRC | Camera | Imagery
Intensified High Definition TV Near-UV Spectrograph | NUV | Shinsuke Abe (PI) |  | DC-8 - AFRC | Spectrometer (in situ) | CCN
Intensified High Frame Rate Imager | IHFRI | Hans Nielsen (PI) | UAF | DC-8 - AFRC | Camera | Imagery
IRIS II Panoramic Camera | IRIS II | James D. Jacobson Jr. (Mgr) | BAERI | ER-2 - AFRC | Camera | Imagery | Range of MeasurementGroundInstrument PointingNadir (directly downwards)Swath Width40000.00 m (at 19.8 km)Horizontal Resolution2.00 m (at 19.8 km) | Range of MeasurementGroundInstrument PointingNadir (directly downwards)Swath Width40000.00 m (at 19.8 km)Horizontal Resolution2.00 m (at 19.8 km) | Range of MeasurementGroundInstrument PointingNadir (directly downwards)Swath Width40000.00 m (at 19.8 km)Horizontal Resolution2.00 m (at 19.8 km) | Range of MeasurementGroundInstrument PointingNadir (directly downwards)Swath Width40000.00 m (at 19.8 km)Horizontal Resolution2.00 m (at 19.8 km) | Range of MeasurementGroundInstrument PointingNadir (directly downwards)Swath Width40000.00 m (at 19.8 km)Horizontal Resolution2.00 m (at 19.8 km) | Range of MeasurementGroundInstrument PointingNadir (directly downwards)Swath Width40000.00 m (at 19.8 km)Horizontal Resolution2.00 m (at 19.8 km)
Isotope Ratio Infrared Spectrometer | IRIS | Hans-Jürg Jost (PI) | NASA ARC | M-55; WB-57 - JSC | Laser absorption; Spectrometer (in situ) | H2O isotopes
J-31 Navigation Data System and Met Sensors | J-31 NavMet | Sebastian Schmidt (PI) | CU Boulder | J-31 | Navigation recorder | Aircraft position; Temperature
J(NO2) Radiometer |  | John Barrick (Co-I) | NASA LaRC | DC-8 - AFRC | Radiometer | Solar flux
JPL Laser Hygrometer | JLH | Robert L. Herman (PI) | JPL | DC-8 - AFRC; ER-2 - AFRC; Global Hawk - AFRC; WB-57 - JSC | Spectrometer (in situ) | H2O | Range of MeasurementIn situMeasurement Sampling Rate1.00 Hz | Range of MeasurementIn situMeasurement Sampling Rate1.00 Hz | Range of MeasurementIn situMeasurement Sampling Rate1.00 Hz | Range of MeasurementIn situMeasurement Sampling Rate1.00 Hz | Range of MeasurementIn situMeasurement Sampling Rate1.00 Hz | Range of MeasurementIn situMeasurement Sampling Rate1.00 Hz | 1370 nm
JPL Mark IV Balloon Interferometer | MkIV | Geoffrey Toon (PI) | JPL | Balloon; DC-8 - AFRC | Interferometer | H2O; O3; N2O; CO; CH4; NO; NO2; HNO3; HNO4; N2O5; H2O2; ClONO2; HOCl; HCl; HF; COF2; CF4; SF6; CF2ClCFCl2; CHF2Cl; CF2Cl2; CFCl3; CCl4; CH3Cl; C2H2; C2H6; OCS; HCN; N2; O2; CO2
Ku-band Radar Altimeter |  | Carl Leuschen (PI) | U Kansas | DC-8 - AFRC; P-3 Orion - WFF; Twin Otter - GRC; C-130H - WFF | Radar | Sea Ice Surface Elevation
L-Band Interference Surveyor/Analyzer | LISA | Joel Johnson (PI) | Ohio State | P-3 Orion - WFF |  | Interference
Land, Vegetation and Ice Sensor | LVIS | J. Bryan Blair (PI) | NASA GSFC | B200 - LARC; C-130H - WFF; Cessna 402B; Citation; DC-8 - AFRC; P-3 Orion - WFF; Gulfstream III - LaRC; Gulfstream V - JSC; Gulfstream V - NSF; B200 - Dynamic Aviation | Lidar | Vegetation; Vegetation structure; surface topography; ice and sea ice elevations; ocean surface topography | Range of MeasurementGroundInstrument PointingCross-track scanningSwath Width2000.00 m (at 10 km)Horizontal Resolution20.00 m (at 10 km) | Range of MeasurementGroundInstrument PointingCross-track scanningSwath Width2000.00 m (at 10 km)Horizontal Resolution20.00 m (at 10 km) | Range of MeasurementGroundInstrument PointingCross-track scanningSwath Width2000.00 m (at 10 km)Horizontal Resolution20.00 m (at 10 km) | Range of MeasurementGroundInstrument PointingCross-track scanningSwath Width2000.00 m (at 10 km)Horizontal Resolution20.00 m (at 10 km) | Range of MeasurementGroundInstrument PointingCross-track scanningSwath Width2000.00 m (at 10 km)Horizontal Resolution20.00 m (at 10 km) | Range of MeasurementGroundInstrument PointingCross-track scanningSwath Width2000.00 m (at 10 km)Horizontal Resolution20.00 m (at 10 km)
Langley Aerosol Mass Spectrometer | Langley HR-ToF-AMS | Luke D. Ziemba (PI) | NASA LaRC | DC-8 - AFRC; P-3 Orion - WFF; HU-25 Falcon - LaRC; C-130H - WFF | Spectrometer (in situ) | Aerosol Mass Concentrations of Organics; Sulfate; Nitrate; Ammonium; Chloride | Range of MeasurementIn situMeasurement Sampling Rate1.00 Hz | Range of MeasurementIn situMeasurement Sampling Rate1.00 Hz | Range of MeasurementIn situMeasurement Sampling Rate1.00 Hz | Range of MeasurementIn situMeasurement Sampling Rate1.00 Hz | Range of MeasurementIn situMeasurement Sampling Rate1.00 Hz | Range of MeasurementIn situMeasurement Sampling Rate1.00 Hz
Langley Aerosol Research Group Experiment | LARGE | Luke D. Ziemba (PI) | NASA LaRC | DC-8 - AFRC; C-130H - WFF; P-3 Orion - WFF; HU-25 Falcon - LaRC; King Air B-200 - LaRC/Dynamic; Twin Otter - CIRPAS - NPS | CN counter; Nephelometer; Optical particle counter | Aerosol Number Concentration; Aerosol Size Distribution; Scattering Coefficient; Absorption Coefficient | Range of MeasurementIn situMeasurement Sampling Rate1.00 Hz | Range of MeasurementIn situMeasurement Sampling Rate1.00 Hz | Range of MeasurementIn situMeasurement Sampling Rate1.00 Hz | Range of MeasurementIn situMeasurement Sampling Rate1.00 Hz | Range of MeasurementIn situMeasurement Sampling Rate1.00 Hz | Range of MeasurementIn situMeasurement Sampling Rate1.00 Hz | 405 nm, , 530 nm, , 700 nm
Langley Cloud Probes | Langley In-situ Cloud | Richard Moore (Co-I) | NASA LaRC | DC-8 - AFRC; P-3 Orion - WFF; C-130H - WFF; HU-25 Falcon - LaRC | Particle imager | Cloud Droplet Number and Size Distributions; Cloud Droplet Effective Radius and Variance; Precipitation Particle Number and Size Distribution; Cloud Liquid Water Content; Cloud Ice Water Content | Range of MeasurementIn situMeasurement Sampling Rate1.00 Hz | Range of MeasurementIn situMeasurement Sampling Rate1.00 Hz | Range of MeasurementIn situMeasurement Sampling Rate1.00 Hz | Range of MeasurementIn situMeasurement Sampling Rate1.00 Hz | Range of MeasurementIn situMeasurement Sampling Rate1.00 Hz | Range of MeasurementIn situMeasurement Sampling Rate1.00 Hz
Langley In Situ Fast-Response Ozone Measurements | FASTOZ | Melody Avery (PI) | NASA LaRC | DC-8 - AFRC | Chemiluminescence | O3
Langley Single Particle Soot Photometer | Langley SP2 | Luke D. Ziemba (PI) | NASA LaRC | P-3 Orion - WFF; C-130H - WFF | Laser absorption | Black carbon mass concentrations | Range of MeasurementIn situMeasurement Sampling Rate1.00 Hz | Range of MeasurementIn situMeasurement Sampling Rate1.00 Hz | Range of MeasurementIn situMeasurement Sampling Rate1.00 Hz | Range of MeasurementIn situMeasurement Sampling Rate1.00 Hz | Range of MeasurementIn situMeasurement Sampling Rate1.00 Hz | Range of MeasurementIn situMeasurement Sampling Rate1.00 Hz
Langley Wideband Integrated Bioaerosol Sensor | Langley WIBS | Luke D. Ziemba (PI) | NASA LaRC | DC-8 - AFRC; P-3 Orion - WFF; C-130H - WFF | Fluorescence | Biological aerosol number concentration; biological aerosol fraction | Range of MeasurementIn situMeasurement Sampling Rate1.00 Hz | Range of MeasurementIn situMeasurement Sampling Rate1.00 Hz | Range of MeasurementIn situMeasurement Sampling Rate1.00 Hz | Range of MeasurementIn situMeasurement Sampling Rate1.00 Hz | Range of MeasurementIn situMeasurement Sampling Rate1.00 Hz | Range of MeasurementIn situMeasurement Sampling Rate1.00 Hz
Large Area Collectors | LAC | Michael Zolensky (PI) | NASA JSC | ER-2 - AFRC |  | Cosmic Dust
Large Pixel Format CCD Camera |  | Franziska Harms (PI) | NASA ARC | DC-8 - AFRC | Camera | Imagery
Laser Imaging Nephelometer | LI-Nephelometer | Adam Ahern (PI) | NOAA CSL | Twin Otter - CIRPAS - NPS; DC-8 - AFRC | Nephelometer
Laser Induced Fluorescence – Nitrogen Oxide | LIF-NO | Andrew Rollins (PI) | NOAA CSL | WB-57 - JSC | Fluorescence | NO | Range of MeasurementIn situMeasurement Sampling Rate1.00 Hz | Range of MeasurementIn situMeasurement Sampling Rate1.00 Hz | Range of MeasurementIn situMeasurement Sampling Rate1.00 Hz | Range of MeasurementIn situMeasurement Sampling Rate1.00 Hz | Range of MeasurementIn situMeasurement Sampling Rate1.00 Hz | Range of MeasurementIn situMeasurement Sampling Rate1.00 Hz
Laser Induced Fluorescence – Sulfur Dioxide | LIF-SO2 | Andrew Rollins (PI) | NOAA CSL | DC-8 - AFRC; WB-57 - JSC; Global Hawk - AFRC | Fluorescence | SO2 | Range of MeasurementIn situMeasurement Sampling Rate1.00 Hz | Range of MeasurementIn situMeasurement Sampling Rate1.00 Hz | Range of MeasurementIn situMeasurement Sampling Rate1.00 Hz | Range of MeasurementIn situMeasurement Sampling Rate1.00 Hz | Range of MeasurementIn situMeasurement Sampling Rate1.00 Hz | Range of MeasurementIn situMeasurement Sampling Rate1.00 Hz
Leica RC-30 metric camera | RC-30 | James D. Jacobson Jr. (Mgr) | BAERI | B200 - LARC; ER-2 - AFRC; WB-57 - JSC | Camera | Imagery | Range of MeasurementGroundInstrument PointingDownwards pointing but not directly downwards | Range of MeasurementGroundInstrument PointingDownwards pointing but not directly downwards | Range of MeasurementGroundInstrument PointingDownwards pointing but not directly downwards | Range of MeasurementGroundInstrument PointingDownwards pointing but not directly downwards | Range of MeasurementGroundInstrument PointingDownwards pointing but not directly downwards | Range of MeasurementGroundInstrument PointingDownwards pointing but not directly downwards
Leonardo Airborne Simulator | LAS | Si-Chee Tsay (PI) | NASA GSFC | ER-2 - AFRC | Spectrometer | Imagery
Lidar Atmosphere Sensing Experiment | LASE | Amin R. Nehrir (PI) | NASA LaRC | DC-8 - AFRC; P-3 Orion - WFF | Lidar | H2O; Aerosol Backscattering | Range of MeasurementVertical profileInstrument PointingZenith (directly upwards)Nadir (directly downwards)Measurement Sampling Rate5.00 Hz | Range of MeasurementVertical profileInstrument PointingZenith (directly upwards)Nadir (directly downwards)Measurement Sampling Rate5.00 Hz | Range of MeasurementVertical profileInstrument PointingZenith (directly upwards)Nadir (directly downwards)Measurement Sampling Rate5.00 Hz | Range of MeasurementVertical profileInstrument PointingZenith (directly upwards)Nadir (directly downwards)Measurement Sampling Rate5.00 Hz | Range of MeasurementVertical profileInstrument PointingZenith (directly upwards)Nadir (directly downwards)Measurement Sampling Rate5.00 Hz | Range of MeasurementVertical profileInstrument PointingZenith (directly upwards)Nadir (directly downwards)Measurement Sampling Rate5.00 Hz | 815 nm
Lightning Instrument Project | LIP | Monte Bateman (Mgr) |  | DC-8 - AFRC; ER-2 - AFRC; Global Hawk - AFRC |  | Electric field; Lightning; Air Conductivity
Lightweight Balloon Interferometer | LWBI | Geoffrey Toon (PI) | JPL | Balloon | Interferometer
Lyman Alpha-Hygrometer |  | Ken Kelly (PI) | NOAA ESRL | ER-2 - AFRC
MACRES Ground Receiving Station (MGRS) | MGRS | Valery Zavorotny (PI) | NOAA ESRL | P-3 Orion - WFF
Marshall Airborne Polarimetric Imaging Radiometer | MAPIR | Chip Laymon (PI) | NASA MSFC | P-3 Orion - WFF | Microwave Radiometer | Brightness Temperature
Measurement of Pollution in the Troposphere-Aircraft | MOPITT-A | James Drummond (PI) |  | ER-2 - AFRC | Sounder | CO; CH4
Measurements of Atmospheric Carbon Dioxide Over Northwestern North America | MACDONNA | Stephanie A. Vay (PI) | NASA LaRC | DC-8 - AFRC | Gas chromatography | CO2
Medusa Whole Air Sampler | Medusa | Britton Stephens (PI) | NCAR | DC-8 - AFRC | Whole Air Sampling | O2; CO2; N2; Argon; CO2 isotopes
Meteorological Measurement System | MMS | Kristen Okorn (Mgr) | NASA ARC | Alpha Jet; Sierra UAV; DC-8 - AFRC; ER-2 - AFRC; Global Hawk - AFRC; WB-57 - JSC |  | 3D Wind; Turbulence; Temperature; Position; Velocities; Attitudes; True-Airspeed; Potential Temperature | Range of MeasurementIn situMeasurement Sampling Rate20.00 Hz | Range of MeasurementIn situMeasurement Sampling Rate20.00 Hz | Range of MeasurementIn situMeasurement Sampling Rate20.00 Hz | Range of MeasurementIn situMeasurement Sampling Rate20.00 Hz | Range of MeasurementIn situMeasurement Sampling Rate20.00 Hz | Range of MeasurementIn situMeasurement Sampling Rate20.00 Hz
Methane Near IR Tunable Diode Laser Absorption Spectrometer | NOAA CH4 | Erik Richard (PI) | NOAA ESRL | WB-57 - JSC; WB-57 - JSC | Spectrometer (in situ) | CH4
Microspectrometer |  | Jim Jungel (PI) | NASA WFF | P-3 Orion - WFF
Microwave Temperature Profiler | MTP | Richard Denning (Mgr) | JPL | DC-8 - AFRC; ER-2 - AFRC; Global Hawk - AFRC; L-188C; M-55; Gulfstream V - NSF; WB-57 - JSC | Microwave Radiometer | Temperature
Millimeter Imaging Radiometer | MIR | James R. Wang (Mgr) | NASA GSFC | ER-2 - AFRC; P-3 Orion - WFF | Radiometer | Brightness Temperature | Range of MeasurementIn situ | Range of MeasurementIn situ | Range of MeasurementIn situ | Range of MeasurementIn situ | Range of MeasurementIn situ | Range of MeasurementIn situ | 89 GHz, , 150 GHz, , 183.3 GHz (± 1), , 183.3 GHz (± 3), , 183.3 GHz (± 7), , 220 GHz
mini-DOAS | mini-DOAS | Jochen Peter Stutz (PI) | UCLA | Global Hawk - AFRC | Spectrometer | BrO; NO2; O4
Miniature Echelle Spectrograph | Echelle | Peter Jenniskens (PI) | SETI | DC-8 - AFRC | Spectrometer (in situ) | Brightness Temperature
Miniature Video Imaging System | MVIS | David Van Gilst (PI) | NSRC | ER-2 - AFRC | Camera | Imagery
MODIS Airborne Simulator | MAS | James D. Jacobson Jr. (PI) | BAERI | ER-2 - AFRC | Spectrometer | Imagery | Range of MeasurementGroundInstrument PointingNadir (directly downwards)Cross-track scanningMeasurement Sampling Rate6.25 HzSwath Width36.00 m (at 20 km)Horizontal Resolution50.00 m (at 20 km) | Range of MeasurementGroundInstrument PointingNadir (directly downwards)Cross-track scanningMeasurement Sampling Rate6.25 HzSwath Width36.00 m (at 20 km)Horizontal Resolution50.00 m (at 20 km) | Range of MeasurementGroundInstrument PointingNadir (directly downwards)Cross-track scanningMeasurement Sampling Rate6.25 HzSwath Width36.00 m (at 20 km)Horizontal Resolution50.00 m (at 20 km) | Range of MeasurementGroundInstrument PointingNadir (directly downwards)Cross-track scanningMeasurement Sampling Rate6.25 HzSwath Width36.00 m (at 20 km)Horizontal Resolution50.00 m (at 20 km) | Range of MeasurementGroundInstrument PointingNadir (directly downwards)Cross-track scanningMeasurement Sampling Rate6.25 HzSwath Width36.00 m (at 20 km)Horizontal Resolution50.00 m (at 20 km) | Range of MeasurementGroundInstrument PointingNadir (directly downwards)Cross-track scanningMeasurement Sampling Rate6.25 HzSwath Width36.00 m (at 20 km)Horizontal Resolution50.00 m (at 20 km) | 9 channels at 445-970 nm, , 16 channels at 1580-2400 nm, , 16 channels at 3000-5450 nm, , 9 channels at 8240-14550 nm
MODIS/ASTER Airborne Simulator | MASTER | James D. Jacobson Jr. (Mgr) | BAERI | B-200 - DOE - ARC; DC-8 - AFRC; ER-2 - AFRC; WB-57 - JSC; P-3 Orion - WFF | Spectrometer | Imagery | Range of MeasurementGroundInstrument PointingNadir (directly downwards) | Range of MeasurementGroundInstrument PointingNadir (directly downwards) | Range of MeasurementGroundInstrument PointingNadir (directly downwards) | Range of MeasurementGroundInstrument PointingNadir (directly downwards) | Range of MeasurementGroundInstrument PointingNadir (directly downwards) | Range of MeasurementGroundInstrument PointingNadir (directly downwards)
Modular Aerial Sensing System | MASS | Luc Lenain (PI) | Scripps | Twin Otter International; Partenavia P68C (Aspen Helicopter); Gulfstream V - JSC | Lidar | Ocean surface and land topography; thermal imagery; hyperspectral imagery; visible imagery; point temperature | Range of MeasurementVertical profileInstrument PointingNadir (directly downwards)Cross-track scanningMeasurement Sampling Rate400000.00 Hz | Range of MeasurementVertical profileInstrument PointingNadir (directly downwards)Cross-track scanningMeasurement Sampling Rate400000.00 Hz | Range of MeasurementVertical profileInstrument PointingNadir (directly downwards)Cross-track scanningMeasurement Sampling Rate400000.00 Hz | Range of MeasurementVertical profileInstrument PointingNadir (directly downwards)Cross-track scanningMeasurement Sampling Rate400000.00 Hz | Range of MeasurementVertical profileInstrument PointingNadir (directly downwards)Cross-track scanningMeasurement Sampling Rate400000.00 Hz | Range of MeasurementVertical profileInstrument PointingNadir (directly downwards)Cross-track scanningMeasurement Sampling Rate400000.00 Hz
MOPITT Airborne Test Radiometer | MATR | John Gille (Prev PI) | NCAR | Citation | Radiometer | CO; CH4 | Range of MeasurementVertical profileInstrument PointingNadir (directly downwards) | Range of MeasurementVertical profileInstrument PointingNadir (directly downwards) | Range of MeasurementVertical profileInstrument PointingNadir (directly downwards) | Range of MeasurementVertical profileInstrument PointingNadir (directly downwards) | Range of MeasurementVertical profileInstrument PointingNadir (directly downwards) | Range of MeasurementVertical profileInstrument PointingNadir (directly downwards) | 4.6 µm (TIR CO band), , 2.27 µm (SWIR CO band)
Multi-function Airborne Raman Lidar | MARLi | Zhien Wang (PI) | CU Boulder | NSF/NCAR C-130; University of Wyoming King Air; P-3 Orion - WFF | Lidar | H2O; Temperature; Aerosol; and cloud profiles | Range of MeasurementVertical profileInstrument PointingZenith (directly upwards)Nadir (directly downwards)Measurement Sampling Rate10.00 HzVertical Resolution0.60 m | Range of MeasurementVertical profileInstrument PointingZenith (directly upwards)Nadir (directly downwards)Measurement Sampling Rate10.00 HzVertical Resolution0.60 m | Range of MeasurementVertical profileInstrument PointingZenith (directly upwards)Nadir (directly downwards)Measurement Sampling Rate10.00 HzVertical Resolution0.60 m | Range of MeasurementVertical profileInstrument PointingZenith (directly upwards)Nadir (directly downwards)Measurement Sampling Rate10.00 HzVertical Resolution0.60 m | Range of MeasurementVertical profileInstrument PointingZenith (directly upwards)Nadir (directly downwards)Measurement Sampling Rate10.00 HzVertical Resolution0.60 m | Range of MeasurementVertical profileInstrument PointingZenith (directly upwards)Nadir (directly downwards)Measurement Sampling Rate10.00 HzVertical Resolution0.60 m
Multi-functional Fiber Laser Lidar | MFLL | Jeremy Dobler (PI) | Exelis | B-200 (UC-12B) - LARC | Lidar | Altitude
Multi-kilohertz Microlaser Altimeter | MMLA | Phil Dabney (PI) | NASA GSFC | P-3 Orion - WFF | Camera; Photometer | Topography
Multi-sample Aerosol Collection System | MACS | James Wilson (PI) | U Denver | WB-57 - JSC; ER-2 - AFRC; WB-57 - JSC | Counterflow virtual impactor | Particle size distribution
Multicenter Airborne Coherent Atmospheric Wind Sensor | MACAWS | Jeffry Rothermel (PI) | NASA MSFC | DC-8 - AFRC | Lidar | Wind; Aerosol Backscattering
Multichannel Coherent Radar Depth Sounder | MCoRDS | Carl Leuschen (PI) | U Kansas | DC-8 - AFRC; P-3 Orion - WFF; Twin Otter - GRC | Radar | Ice Sheet Thickness
Multiple Axis Resonance Fluorescence Chemical Conversion Detector for ClO and BrO | ClO/BrO | James Anderson (PI) | Harvard | ER-2 - AFRC; WB-57 - JSC; DC-8 - AFRC | Fluorescence | ClO; BrO
Multiple-Angle Aerosol Spectrometer Probe | MASP | Darrel Baumgardner (PI) | DMT | DC-8 - AFRC; ER-2 - AFRC; WB-57 - JSC; Global Hawk - AFRC; WB-57 - JSC | Spectrometer (in situ) | Particle concentration; Particle size distribution; Particle Extinction
Multiscale Observing System of the Ocean Surface | MOSES | Jeroen Molemaker (PI) | UCLA | B200 (#801) - AFRC | Camera | Sea Surface Temperature | Range of MeasurementOtherInstrument PointingDownwards pointing but not directly downwardsPointing Angles10Measurement Sampling Rate2.00 Hz | Range of MeasurementOtherInstrument PointingDownwards pointing but not directly downwardsPointing Angles10Measurement Sampling Rate2.00 Hz | Range of MeasurementOtherInstrument PointingDownwards pointing but not directly downwardsPointing Angles10Measurement Sampling Rate2.00 Hz | Range of MeasurementOtherInstrument PointingDownwards pointing but not directly downwardsPointing Angles10Measurement Sampling Rate2.00 Hz | Range of MeasurementOtherInstrument PointingDownwards pointing but not directly downwardsPointing Angles10Measurement Sampling Rate2.00 Hz | Range of MeasurementOtherInstrument PointingDownwards pointing but not directly downwardsPointing Angles10Measurement Sampling Rate2.00 Hz | 7.5-12 nm
Multispectral Atmospheric Mapping Sensor | MAMS | James D. Jacobson Jr. (Mgr) | BAERI | ER-2 - AFRC | Photometer | H2O (total); Temperature | Range of MeasurementGroundInstrument PointingCross-track scanningSwath Width37000.00 m (at 20 km)Horizontal Resolution100.00 m (at 20 km) | Range of MeasurementGroundInstrument PointingCross-track scanningSwath Width37000.00 m (at 20 km)Horizontal Resolution100.00 m (at 20 km) | Range of MeasurementGroundInstrument PointingCross-track scanningSwath Width37000.00 m (at 20 km)Horizontal Resolution100.00 m (at 20 km) | Range of MeasurementGroundInstrument PointingCross-track scanningSwath Width37000.00 m (at 20 km)Horizontal Resolution100.00 m (at 20 km) | Range of MeasurementGroundInstrument PointingCross-track scanningSwath Width37000.00 m (at 20 km)Horizontal Resolution100.00 m (at 20 km) | Range of MeasurementGroundInstrument PointingCross-track scanningSwath Width37000.00 m (at 20 km)Horizontal Resolution100.00 m (at 20 km) | 0.45-0.52 µm, , 0.52-0.6 µm, , 0.57-0.67 µm, , 0.6-0.73 µm, , 0.65-0.83 µm, , 0.72-0.99 µm, , 0.83-1.05 µm, , 3.55-3.93 µm, , 8.5-14 µm, , 10.3-12.1 µm, , 12.5-12.8 µm
Multispectral Imaging, Detection and Active Reflectance | MiDAR | Dr. Ved Chirayath (PI) | U Miami
National Airborne Sounder Testbed - Interferometer | NAST-I | Anna Noe (Mgr) | NASA LaRC | ER-2 - AFRC; Proteus; WB-57 - JSC | Interferometer | Temperature; Relative Humidity | Range of MeasurementGroundInstrument PointingCross-track scanningSwath Width2300.00 m (at 1 km)Horizontal Resolution130.00 m (at 1 km) | Range of MeasurementGroundInstrument PointingCross-track scanningSwath Width2300.00 m (at 1 km)Horizontal Resolution130.00 m (at 1 km) | Range of MeasurementGroundInstrument PointingCross-track scanningSwath Width2300.00 m (at 1 km)Horizontal Resolution130.00 m (at 1 km) | Range of MeasurementGroundInstrument PointingCross-track scanningSwath Width2300.00 m (at 1 km)Horizontal Resolution130.00 m (at 1 km) | Range of MeasurementGroundInstrument PointingCross-track scanningSwath Width2300.00 m (at 1 km)Horizontal Resolution130.00 m (at 1 km) | Range of MeasurementGroundInstrument PointingCross-track scanningSwath Width2300.00 m (at 1 km)Horizontal Resolution130.00 m (at 1 km)
NCAR Airborne Oxygen Instrument | AO2 | Britton Stephens (PI) | NCAR | DC-8 - AFRC |  | O2; CO2
NCAR NO-NO2 | NO-NO2 | Andrew Weinheimer (PI) | NCAR | Gulfstream V - NSF | Chemiluminescence | NO; NO2
NCAR NOxyO3 | NOxyO3 | Andrew Weinheimer (PI) | NCAR | C-130H - WFF; DC-8 - AFRC; WB-57 - JSC | Chemiluminescence | NO; NO2; NOy; O3
NDACC MLO FTIR | MLOFTIR | James W. Hannigan (PI) | NCAR |  | Interferometer | CO; CH4; ClONO2; HCOOH; C2H6; HCN; HCl; HF; HNO3; H2O; HDO; OCS; N2O; O3; CH2O | Range of MeasurementVertical profileInstrument PointingSolar tracking | Range of MeasurementVertical profileInstrument PointingSolar tracking | Range of MeasurementVertical profileInstrument PointingSolar tracking | Range of MeasurementVertical profileInstrument PointingSolar tracking | Range of MeasurementVertical profileInstrument PointingSolar tracking | Range of MeasurementVertical profileInstrument PointingSolar tracking
Nevzorov Liquid Water Content (LWC) and Total Water Content (TWC) Probe | Nevzorov | Andrew Heymsfield (PI) | NCAR | DC-8 - AFRC; WB-57 - JSC; P-3 Orion - WFF |  | Cloud Liquid Water Content; H2O (total)
Next-Generation Airborne Visible/Infrared Imaging Spectrometer | AVIRIS-NG | Robert O. Green (PI) | JPL | ER-2 - AFRC; Twin Otter; Gulfstream III - LaRC; Gulfstream G-5 | Spectrometer | Imagery
NO and NOy Chemiluminescence Instrument | NO/NOy | Yutaka Kondo (PI) | U Tokyo | DC-8 - AFRC | Chemiluminescence | NO; NO2; NOy
NOAA Iodide Ion Time-of-Flight Chemical Ionization Mass Spectrometer | NOAA ToF CIMS | J. Andy Neuman (PI) | NOAA ESRL | DC-8 - AFRC | CIMS | HCOOH; ClNO2; N2O5; BrO; Cl2; BrCN; BrCl; C2H4O3S
NOAA Lyman-Alpha Total Water Hygrometer | NOAA TW | Ken Kelly (PI) | NOAA ESRL | DC-8 - AFRC; ER-2 - AFRC |  | H2O (total)
NOAA Nitrogen Oxides and Ozone | NOyO3 | Thomas B Ryerson (PI) |  | DC-8 - AFRC | Chemiluminescence | NO; NO2; NOy; O3
NOAA NOy Instrument | NOAA NOy | Patrick Veres (PI) | NCAR | ER-2 - AFRC; Balloon | Chemiluminescence | NO; NO2; NOy
NOAA Picarro |  | Kathryn McKain (Co-I) | CU Boulder | DC-8 - AFRC; Alpha Jet | Spectrometer (in situ) | CO2; CH4; CO
NOAA Pressure and Temperature | NOAA PT | Tom Thompson (PI) | NOAA ESRL | WB-57 - JSC; WB-57 - JSC |  | Temperature; Pressure
NOAA Water |  | Troy Thornberry (PI) | NOAA CSL | Global Hawk - AFRC; WB-57 - JSC | Laser absorption | H2O; H2O (total) | Range of MeasurementIn situMeasurement Sampling Rate1.00 Hz | Range of MeasurementIn situMeasurement Sampling Rate1.00 Hz | Range of MeasurementIn situMeasurement Sampling Rate1.00 Hz | Range of MeasurementIn situMeasurement Sampling Rate1.00 Hz | Range of MeasurementIn situMeasurement Sampling Rate1.00 Hz | Range of MeasurementIn situMeasurement Sampling Rate1.00 Hz | 2.7 µm (DFB laser to scan 2 H2O lines and CO2 line for additional diagnostic)
Non-dispersed Infrared Airborne CO2 Detector | NIRAD | Darin Toohey (PI) | CU Boulder | WB-57 - JSC | Spectrometer (in situ) | CO2 | Range of MeasurementIn situMeasurement Sampling Rate10.00 Hz | Range of MeasurementIn situMeasurement Sampling Rate10.00 Hz | Range of MeasurementIn situMeasurement Sampling Rate10.00 Hz | Range of MeasurementIn situMeasurement Sampling Rate10.00 Hz | Range of MeasurementIn situMeasurement Sampling Rate10.00 Hz | Range of MeasurementIn situMeasurement Sampling Rate10.00 Hz
NPOESS Airborne Sounder Testbed - Microwave | NAST-M | R. Vincent Leslie (PI) | NASA LaRC | ER-2 - AFRC; Proteus; WB-57 - JSC | Radiometer | Temperature; H2O
Nuclei-Mode Aerosol Size Spectrometer | NMASS | Michael Reeves (Prev PI) | NCAR | DC-8 - AFRC; ER-2 - AFRC; Global Hawk - AFRC; Gulfstream V - NSF; WB-57 - JSC; WB-57 - JSC | CN counter | Particle size distribution; CCN
O3 Photometer - UAS (NOAA) | UASO3 | Troy Thornberry (PI) | NOAA CSL | WB-57 - JSC; Global Hawk - AFRC; ER-2 - AFRC | Photometer | O3 | Range of MeasurementIn situMeasurement Sampling Rate2.00 Hz | Range of MeasurementIn situMeasurement Sampling Rate2.00 Hz | Range of MeasurementIn situMeasurement Sampling Rate2.00 Hz | Range of MeasurementIn situMeasurement Sampling Rate2.00 Hz | Range of MeasurementIn situMeasurement Sampling Rate2.00 Hz | Range of MeasurementIn situMeasurement Sampling Rate2.00 Hz
O3 Photometer (NOAA) | NOAA O3 | Troy Thornberry (PI) | NOAA CSL | Gulfstream V - NSF; WB-57 - JSC; Global Hawk - AFRC; ER-2 - AFRC | Photometer | O3
OSCAR lab |  | Laura Iraci (PI) | NASA ARC |  | Spectrometer (in situ) | CO; CO2
OSCAR portable |  | Laura Iraci (PI) | NASA ARC |  | Spectrometer (in situ) | CO; CO2
Ozonesondes (NOAA) | Ozonesondes (NOAA) | Dale Hurst (PI) | NOAA ESRL | Balloon |  | O3; Temperature; Pressure | Range of MeasurementIn situMeasurement Sampling Rate0.10 Hz | Range of MeasurementIn situMeasurement Sampling Rate0.10 Hz | Range of MeasurementIn situMeasurement Sampling Rate0.10 Hz | Range of MeasurementIn situMeasurement Sampling Rate0.10 Hz | Range of MeasurementIn situMeasurement Sampling Rate0.10 Hz | Range of MeasurementIn situMeasurement Sampling Rate0.10 Hz
PAN and Trace Hydrohalocarbon ExpeRiment | PANTHER | James W. Elkins (Co-I) | NOAA ESRL | DC-8 - AFRC; WB-57 - JSC | Gas chromatography | (CH3)2CO; PAN; H2; CH4; CO; N2O; SF6; CFCl3; CF2Cl2; Halon-1211 | Range of MeasurementIn situ | Range of MeasurementIn situ | Range of MeasurementIn situ | Range of MeasurementIn situ | Range of MeasurementIn situ | Range of MeasurementIn situ
PAN CIMS Instrument by Georgia Tech and NCAR | PAN-CIGAR | L. Greg Huey (PI) | GA Tech | C-130H - WFF; DC-8 - AFRC; P-3 Orion - WFF | CIMS | PAN; PPN; PiBN; PnBN; PBzN; MoPAN; APAN; MPAN
Particle Analysis By Laser Mass Spectrometry | PALMS | Gregory Schill (PI) | NOAA CSL | DC-8 - AFRC; WB-57 - JSC; ER-2 - AFRC | Spectrometer (in situ) | Particle Composition; Aerosol | Range of MeasurementIn situ | Range of MeasurementIn situ | Range of MeasurementIn situ | Range of MeasurementIn situ | Range of MeasurementIn situ | Range of MeasurementIn situ
Particle Analysis By Laser Mass Spectrometry- Next Generation | PALMS-NG | Daniel Cziczo (PI) | Purdue | ER-2 - AFRC; ER-2 - AFRC; DC-8 - AFRC | Spectrometer (in situ) | Particle Composition; Aerosol | Range of MeasurementIn situ | Range of MeasurementIn situ | Range of MeasurementIn situ | Range of MeasurementIn situ | Range of MeasurementIn situ | Range of MeasurementIn situ
Particle Into Liquid Sampler | PILS | Rodney Weber (PI) | GA Tech | C-130H - WFF; DC-8 - AFRC; P-3 Orion - WFF | Ion Chromatography | Na; NH4; K; Mg; Ca+2; Cl; NO2; NO3; SO4; PO4; Br-; WSOC | Range of MeasurementIn situ | Range of MeasurementIn situ | Range of MeasurementIn situ | Range of MeasurementIn situ | Range of MeasurementIn situ | Range of MeasurementIn situ
Particles in the Upper Troposphere/Lower Stratosphere | PUTLS | Luke D. Ziemba (PI) | NASA LaRC | WB-57 - JSC | Optical particle counter | Aerosol Number Concentration; Aerosol Size Distribution | Range of MeasurementIn situMeasurement Sampling Rate1.00 Hz | Range of MeasurementIn situMeasurement Sampling Rate1.00 Hz | Range of MeasurementIn situMeasurement Sampling Rate1.00 Hz | Range of MeasurementIn situMeasurement Sampling Rate1.00 Hz | Range of MeasurementIn situMeasurement Sampling Rate1.00 Hz | Range of MeasurementIn situMeasurement Sampling Rate1.00 Hz
Passive Active L- and S-band Sensor | PALS | Sid Misra (PI) | JPL | C-130H - WFF; P-3 Orion - WFF; Twin Otter - GRC; DC-8 - AFRC | Radar; Scatterometer; Radiometer | Radar backscatter; Ocean Salinity; Soil Moisture
Pathfinder Advanced Radar Ice Sounder | PARIS | Keith Raney (PI) | JHU APL | P-3 Orion - WFF | Radar | Topography
Peroxide Chemical Ionization Mass Spectrometer | PCIMS | Daniel O'Sullivan (PI) | USNA | Gulfstream V - NSF | CIMS | H2O2; CH3OOH
PeroxyAcetylNitrate, Aldehydes and Ketones | PANAK | Hanwant Singh (PI) | NASA ARC | DC-8 - AFRC | Gas chromatography | PPN; PAN; MEK; IPN; HCN; CH3OH; CH3NO3; CH3CN; CH3CHO; CH3CH2CHO; C2H5OH; C2H5NO3; C2Cl4; (CH3)2CO
Picarro G1301-c Methane/Carbon Dioxide Analyzer | Picarro | Frank Flocke (PI) | NCAR | Gulfstream V - NSF | Spectrometer (in situ) | CO2; CH4
Polarimetric Ku-Band Scatterometer | PolSCAT | Steven J Dinardo (PI) | JPL | C-130H - WFF; DC-8 - AFRC; P-3 Orion - WFF; Twin Otter - GRC; Twin Otter - GRC | Radar; Scatterometer | Radar backscatter
Polarimetric Scanning Radiometer | PSR | Al Gasiewski (PI) | CU Boulder | DC-8 - AFRC; ER-2 - AFRC; P-3 Orion - WFF; Proteus; WB-57 - JSC | Radiometer | Brightness Temperature
Polarimetric Scanning Radiometer - C/X Band | PSR/CX | Al Gasiewski (PI) | CU Boulder | DC-8 - AFRC; ER-2 - AFRC; P-3 Orion - WFF; Proteus; WB-57 - JSC | Radiometer | Brightness Temperature; Soil Moisture; Sea Ice Surface Elevation
Polarimetric Scanning Radiometer - Original Scanhead | PSR/A | Al Gasiewski (PI) | CU Boulder | DC-8 - AFRC; ER-2 - AFRC; P-3 Orion - WFF; Proteus; WB-57 - JSC | Radiometer | Brightness Temperature
Polarization Modulated Gas Filter Correlation Radiometer | PM-GFCR | Glen Sachse (PI) | NASA LaRC | P-3 Orion - WFF | Radiometer | C2H6
Polarized Imaging Nephelometer | PI-Neph | J. Vanderlei Martins (PI) | UMBC | B200 - LARC; DC-8 - AFRC |  | Aerosol
Portable Remote Imaging Spectrometer | PRISM | David Thompson (PI) | JPL | Twin Otter International; Gulfstream III - LaRC; ER-2 - AFRC | Spectrometer | Radiance; Ocean Color; Chlorophyll-a | Range of MeasurementGroundInstrument PointingNadir (directly downwards)Measurement Sampling Rate168.00 Hz | Range of MeasurementGroundInstrument PointingNadir (directly downwards)Measurement Sampling Rate168.00 Hz | Range of MeasurementGroundInstrument PointingNadir (directly downwards)Measurement Sampling Rate168.00 Hz | Range of MeasurementGroundInstrument PointingNadir (directly downwards)Measurement Sampling Rate168.00 Hz | Range of MeasurementGroundInstrument PointingNadir (directly downwards)Measurement Sampling Rate168.00 Hz | Range of MeasurementGroundInstrument PointingNadir (directly downwards)Measurement Sampling Rate168.00 Hz | 350-1050 nm
Precipitation Imaging Probe | PIP | Andrew Heymsfield (PI) | NCAR | DC-8 - AFRC | Particle imager; Spectrometer | Particle size distribution
Programmable Flask Package Whole Air Sampler | PFP | Stephen (Steve) Montzka (PI) | NOAA ESRL | DC-8 - AFRC | Whole Air Sampling | N2O; SF6; H2; CS2; OCS; CO2; CH4; CO; CFCs; HCFCs; HFCs; Solvents; Methyl Halides; Hydrocarbons; Perfluorocarbons
Proton-Transfer-Reaction Mass Spectrometer | PTR-MS | Armin Wisthaler (PI) | UI | C-130H - WFF; DC-8 - AFRC; P-3 Orion - WFF | Spectrometer (in situ) | CH3CHO; (CH3)2CO; CH3CN; C6H6; C4H4O; C5H8; CH3OH; MVK; C7H8; Particle Composition | Range of MeasurementIn situ | Range of MeasurementIn situ | Range of MeasurementIn situ | Range of MeasurementIn situ | Range of MeasurementIn situ | Range of MeasurementIn situ
Pulse Height Analyzer | PHA | E.G. Stassinopoulos (PI) |  | ER-2 - AFRC
Pushbroom Imager for Cloud and Aerosol Research and Development - ARC | PICARD ARC | James D. Jacobson Jr. (PI) | BAERI | ER-2 - AFRC | Spectrometer | Imagery
Pushbroom Imager for Cloud and Aerosol Research and Development - GSFC | PICARD GSFC | Kerry G. Meyer (PI) | NASA GSFC | ER-2 - AFRC | Spectrometer | Imagery
Quadropole Mass Spectrometer | QMS | Alan Brandy (PI) |  | P-3 Orion - WFF
Quantum Cascade Laser System | QCLS | Bruce Daube (PI) | Harvard | NCAR G-V; NOAA P-3; DC-8 - AFRC | Laser absorption | CO2; CO; CH4; N2O | Range of MeasurementIn situMeasurement Sampling Rate1.00 Hz | Range of MeasurementIn situMeasurement Sampling Rate1.00 Hz | Range of MeasurementIn situMeasurement Sampling Rate1.00 Hz | Range of MeasurementIn situMeasurement Sampling Rate1.00 Hz | Range of MeasurementIn situMeasurement Sampling Rate1.00 Hz | Range of MeasurementIn situMeasurement Sampling Rate1.00 Hz
Quartz Crystal Microbalance/Surface Acoustic Wave | QCM/SAW | Arthur Thorpe (PI) |  | ER-2 - AFRC | Counterflow virtual impactor | Aerosol
Radar Synthetic Aperture Thinned Array Radiometer - Active | RadSTAR-A | Peter Hillebrand (PI) | NASA GSFC | P-3 Orion - WFF | Radiometer | Soil Moisture
Radiometric Measurement System | RAMS | Francisco Valero (PI) | Scripps | DC-8 - AFRC; ER-2 - AFRC; WB-57 - JSC | Radiometer | Solar flux
Raman Airborne Spectroscopic Lidar | RASL | David Whiteman (PI) | NASA GSFC | B200 - LARC | Raman spectrometer | H2O; Aerosol Scattering Ratio; Aerosol Backscattering; Aerosol Depolarization Ratio; Aerosol Extinction; Temperature
Rapid Ozone Experiment | ROZE | Reem A. Hannun (PI) | NASA ARC | DC-8 - AFRC; ER-2 - AFRC |  | O3 | Range of MeasurementIn situMeasurement Sampling Rate10.00 Hz | Range of MeasurementIn situMeasurement Sampling Rate10.00 Hz | Range of MeasurementIn situMeasurement Sampling Rate10.00 Hz | Range of MeasurementIn situMeasurement Sampling Rate10.00 Hz | Range of MeasurementIn situMeasurement Sampling Rate10.00 Hz | Range of MeasurementIn situMeasurement Sampling Rate10.00 Hz | 265 nm
RC-10 Mapping Cameras | RC-10 | James D. Jacobson Jr. (Mgr) | BAERI | ER-2 - AFRC; WB-57 - JSC | Camera | Imagery | Range of MeasurementGroundInstrument PointingNadir (directly downwards)Swath Width30000.00 m (at 19.8 km)Horizontal Resolution8.00 m (at 19.8 km) | Range of MeasurementGroundInstrument PointingNadir (directly downwards)Swath Width30000.00 m (at 19.8 km)Horizontal Resolution8.00 m (at 19.8 km) | Range of MeasurementGroundInstrument PointingNadir (directly downwards)Swath Width30000.00 m (at 19.8 km)Horizontal Resolution8.00 m (at 19.8 km) | Range of MeasurementGroundInstrument PointingNadir (directly downwards)Swath Width30000.00 m (at 19.8 km)Horizontal Resolution8.00 m (at 19.8 km) | Range of MeasurementGroundInstrument PointingNadir (directly downwards)Swath Width30000.00 m (at 19.8 km)Horizontal Resolution8.00 m (at 19.8 km) | Range of MeasurementGroundInstrument PointingNadir (directly downwards)Swath Width30000.00 m (at 19.8 km)Horizontal Resolution8.00 m (at 19.8 km)
Reactive Nitrogen |  | David Fahey (PI) | NOAA ESRL | ER-2 - AFRC |  | NO2; NO3; NOy; NO; N2O5; ClONO2
Research Environment for Vehicle-Embedded Analysis on Linux | REVEAL | Lawrence C. Freudinger (PI) | NASA AFRC | DC-8 - AFRC; ER-2 - AFRC; P-3 Orion - WFF; WB-57 - JSC | Navigation recorder | Aircraft position
Research Scanning Polarimeter | RSP | Brian Cairns (PI) | NASA GISS | ER-2 - AFRC; P-3 Orion - WFF; C-130- WFF; King Air B-200 - LaRC; J-31 | Polarimeter | Imagery | Range of MeasurementGroundInstrument PointingDownwards pointing but not directly downwards | Range of MeasurementGroundInstrument PointingDownwards pointing but not directly downwards | Range of MeasurementGroundInstrument PointingDownwards pointing but not directly downwards | Range of MeasurementGroundInstrument PointingDownwards pointing but not directly downwards | Range of MeasurementGroundInstrument PointingDownwards pointing but not directly downwards | Range of MeasurementGroundInstrument PointingDownwards pointing but not directly downwards
Rosemount Icing Detector | RICE | Andrew Heymsfield (PI) | NCAR | DC-8 - AFRC; P-3 Orion - WFF |  | Cloud Liquid Water Content
Sandia National Laboratory 2-channel Radiometer | PHOT | Dick Spalding (PI) | Sandia Nat Lab | DC-8 - AFRC | Photometer; Radiometer | Brightness Temperature
Scanning Actinic Flux Spectroradiometers | SAFS | Samuel R. Hall (PI) | NCAR | C-130H - WFF; DC-8 - AFRC; WB-57 - JSC | Spectrometer (in situ) | Solar flux | Range of MeasurementIn situMeasurement Sampling Rate0.10 Hz | Range of MeasurementIn situMeasurement Sampling Rate0.10 Hz | Range of MeasurementIn situMeasurement Sampling Rate0.10 Hz | Range of MeasurementIn situMeasurement Sampling Rate0.10 Hz | Range of MeasurementIn situMeasurement Sampling Rate0.10 Hz | Range of MeasurementIn situMeasurement Sampling Rate0.10 Hz | 280-420 nm
Scanning High-Resolution Interferometer Sounder | S-HIS | Joe Taylor (PI) | UW Madison | DC-8 - AFRC; ER-2 - AFRC; Global Hawk - AFRC; WB-57 - JSC; Proteus | Interferometer | Temperature; H2O | Range of MeasurementGroundInstrument PointingCross-track scanningSwath Width40000.00 m (at 20 km)Horizontal Resolution2000.00 m (at 20 km) | Range of MeasurementGroundInstrument PointingCross-track scanningSwath Width40000.00 m (at 20 km)Horizontal Resolution2000.00 m (at 20 km) | Range of MeasurementGroundInstrument PointingCross-track scanningSwath Width40000.00 m (at 20 km)Horizontal Resolution2000.00 m (at 20 km) | Range of MeasurementGroundInstrument PointingCross-track scanningSwath Width40000.00 m (at 20 km)Horizontal Resolution2000.00 m (at 20 km) | Range of MeasurementGroundInstrument PointingCross-track scanningSwath Width40000.00 m (at 20 km)Horizontal Resolution2000.00 m (at 20 km) | Range of MeasurementGroundInstrument PointingCross-track scanningSwath Width40000.00 m (at 20 km)Horizontal Resolution2000.00 m (at 20 km) | 3.3-18 µm
Scanning L-Band Active Passive | SLAP |  |  | B-200 (UC-12B) - LARC | Microwave Radiometer; Scatterometer | Soil Moisture; Soil Freeze/thaw State; Coastal Salinity
Sea Ice Thickness Penetrating Radar Instrument | SITPRI | Ben Holt (PI) | U Kansas |  | Radar | Ice Sheet Thickness
Sea Surface Wind Speed | GPS-R Winds | Jim Garrison (PI) | Purdue | B200 - LARC; P-3 Orion - WFF | Sounder | Wind
Single Event Upset | SEU | Harold Huff (PI) |  | ER-2 - AFRC
Single Particle Soot Photometer (NOAA) | SP2 | Joshua (Shuka) Schwarz (PI) | NOAA CSL | C-130H - WFF; DC-8 - AFRC; WB-57 - JSC; GV - NCAR; Gulfstream III - LaRC | Photometer | Black Carbon; Aerosol | Range of MeasurementIn situMeasurement Sampling Rate1.00 Hz | Range of MeasurementIn situMeasurement Sampling Rate1.00 Hz | Range of MeasurementIn situMeasurement Sampling Rate1.00 Hz | Range of MeasurementIn situMeasurement Sampling Rate1.00 Hz | Range of MeasurementIn situMeasurement Sampling Rate1.00 Hz | Range of MeasurementIn situMeasurement Sampling Rate1.00 Hz
Slope Imaging Multi-polarization Photon-counting Lidar | SIMPL | David Harding (PI) | NASA GSFC | Learjet 25; P-3 Orion - WFF; Twin Otter - GRC | Lidar | Sea Ice Surface Elevation; Ice Sheet Thickness
Small Ice Detector | SID | Andrew Heymsfield (PI) | NCAR | C-130H - WFF; DC-8 - AFRC; Gulfstream V - NSF; WB-57 - JSC; WB-57 - JSC | Particle imager | Particle size distribution
Solar Spectral Flux Radiometer | SSFR | Peter Pilewskie (Co-I) | CU Boulder | Altair; DC-8 - AFRC; ER-2 - AFRC; Global Hawk - AFRC; J-31; P-3 Orion - WFF; C-130H - WFF; Twin Otter - CIRPAS - NPS | Radiometer | Solar flux; Irradiance
Soluble Acidic Gases and Aerosols | SAGA | Jack Dibb (PI) | UNH | DC-8 - AFRC | Ion Chromatography | Na; NH4; K; Mg; Ca+2; Cl; Br-; NO3; SO4; C2O4-2; Be-7; Pb-210; HNO3 | Range of MeasurementIn situ | Range of MeasurementIn situ | Range of MeasurementIn situ | Range of MeasurementIn situ | Range of MeasurementIn situ | Range of MeasurementIn situ
Spectro-Polarimeter for Exploration - Airborne | SPEX Airborne | Otto Hasekamp (PI) | SRON | ER-2 - AFRC | Polarimeter
Spectrometer for Sky-Scanning, Sun-Tracking Atmospheric Research | 4STAR | Meloe S. Kacenelenbogen (Co-I) | NASA ARC | P-3 Orion - WFF; C-130H - WFF; Convair 580 NRC; Gulfstream G-1 (DOE); DC-8 - AFRC | Spectrometer | NO2; O3; H2O; Spectral Aerosol Optical Depth; Aerosol Extinction Angstrom Exponent; Aerosol Single Scattering Albedo; Aerosol Asymmetry Parameter; Aerosol Scattering phase function; Aerosol Size Distribution; Aerosol Complex Refractive Index; Cloud Optical Depth; Cloud droplet effective radius; Cloud Thermodynamic Phase; Cloud Liquid Water Content | Range of MeasurementVertical profileInstrument PointingZenith (directly upwards)Upwards pointing but not directly upwardsSolar trackingPointing AnglesThe instrument can be pointed continuously around the full azimuth and over 270 degrees in elevation | Range of MeasurementVertical profileInstrument PointingZenith (directly upwards)Upwards pointing but not directly upwardsSolar trackingPointing AnglesThe instrument can be pointed continuously around the full azimuth and over 270 degrees in elevation | Range of MeasurementVertical profileInstrument PointingZenith (directly upwards)Upwards pointing but not directly upwardsSolar trackingPointing AnglesThe instrument can be pointed continuously around the full azimuth and over 270 degrees in elevation | Range of MeasurementVertical profileInstrument PointingZenith (directly upwards)Upwards pointing but not directly upwardsSolar trackingPointing AnglesThe instrument can be pointed continuously around the full azimuth and over 270 degrees in elevation | Range of MeasurementVertical profileInstrument PointingZenith (directly upwards)Upwards pointing but not directly upwardsSolar trackingPointing AnglesThe instrument can be pointed continuously around the full azimuth and over 270 degrees in elevation | Range of MeasurementVertical profileInstrument PointingZenith (directly upwards)Upwards pointing but not directly upwardsSolar trackingPointing AnglesThe instrument can be pointed continuously around the full azimuth and over 270 degrees in elevation
SPP-100 | SPP | Paul Lawson (PI) | SPEC | WB-57 - JSC | Optical particle counter; Spectrometer (in situ) | Particle concentration | Range of MeasurementIn situ | Range of MeasurementIn situ | Range of MeasurementIn situ | Range of MeasurementIn situ | Range of MeasurementIn situ | Range of MeasurementIn situ
Submillimeter Limb Sounder | SLS | Robert Stachnik (PI) | JPL | Balloon; ER-2 - AFRC | Limb Sounder | ClO; O3; HCl; HNO3; N2O
Telescopic High Definition Television | THDTV | Edward Schilling (PI) | NASA ARC | DC-8 - AFRC | Camera | Imagery
Thematic Mapper Simulator | TMS | James D. Jacobson Jr. (Mgr) | BAERI | ER-2 - AFRC | Camera | Imagery | Range of MeasurementGroundInstrument PointingNadir (directly downwards)Swath Width15600.00 m (at 19.8 km)Horizontal Resolution25.00 m (at 19.8 km) | Range of MeasurementGroundInstrument PointingNadir (directly downwards)Swath Width15600.00 m (at 19.8 km)Horizontal Resolution25.00 m (at 19.8 km) | Range of MeasurementGroundInstrument PointingNadir (directly downwards)Swath Width15600.00 m (at 19.8 km)Horizontal Resolution25.00 m (at 19.8 km) | Range of MeasurementGroundInstrument PointingNadir (directly downwards)Swath Width15600.00 m (at 19.8 km)Horizontal Resolution25.00 m (at 19.8 km) | Range of MeasurementGroundInstrument PointingNadir (directly downwards)Swath Width15600.00 m (at 19.8 km)Horizontal Resolution25.00 m (at 19.8 km) | Range of MeasurementGroundInstrument PointingNadir (directly downwards)Swath Width15600.00 m (at 19.8 km)Horizontal Resolution25.00 m (at 19.8 km) | 0.42-0.45 nm, , 0.45-0.52 nm, , 0.52-0.6 nm, , 0.6-0.62 nm, , 0.63-0.69 nm, , 0.69-0.75 nm, , 0.76-0.9 nm, , 0.91-1.05 nm, , 1.55-1.75 nm, , 2.08-2.35 nm, , 2 channels at 8.5-14 nm (low and high gain)
Thermal-Dissociation Laser Induced Fluorescence | TD-LIF | Ronald C. Cohen (PI) | UC Berkeley | DC-8 - AFRC | Fluorescence | NO2; ∑PNs; ∑ANs; HNO3 | Range of MeasurementIn situ | Range of MeasurementIn situ | Range of MeasurementIn situ | Range of MeasurementIn situ | Range of MeasurementIn situ | Range of MeasurementIn situ
Thickness from Offbeam Returns | THOR | Bob Cahalan (PI) | NASA GSFC | P-3 Orion - WFF | Lidar | Cloud Thickness
Three-View Cloud Particle Imager | 3V-CPI | Jorgen Jensen (PI) | NCAR | Gulfstream V - NSF | Particle imager; Spectrometer (in situ) | Imagery
Tissue Equivalent Particle Counter | TEPC | Donna Gallagher (PI) |  | ER-2 - AFRC
Trace Organic Gas Analyzer | TOGA | Eric Apel (PI) | NCAR | DC-8 - AFRC; Gulfstream V - NSF; C-130 - NSF | Gas chromatography; Spectrometer (in situ) | VOCs; alkanes; alkenes; aromatics; NMHC; Hydrocarbons; OVOCs; halogenates; alkyl nitriles; Alkyl Nitrates; sulfur-containing VOCs | Range of MeasurementIn situ | Range of MeasurementIn situ | Range of MeasurementIn situ | Range of MeasurementIn situ | Range of MeasurementIn situ | Range of MeasurementIn situ
Tropospheric Ozone and Tracers from Commercial Aircraft Platforms | TOTCAP | Linnea Avallone (PI) | NSF | DC-8 - AFRC; WB-57 - JSC | Laser absorption; Spectrometer (in situ) | O3; H2O; CO2
Tropospheric Wind Lidar Technology Experiment | TWiLiTE | Bruce Gentry (PI) | NASA GSFC | DC-8 - AFRC; ER-2 - AFRC; Global Hawk - AFRC; WB-57 - JSC | Lidar | Wind
TSI 3563 Integrating Nephelometer | TSI Neph |  |  | Cessna 402B; Citation; DC-8 - AFRC; P-3 Orion - WFF; Twin Otter - GRC; Twin Otter (DOE) |  | Particle Extinction | Range of MeasurementIn situMeasurement Sampling Rate1.00 Hz | Range of MeasurementIn situMeasurement Sampling Rate1.00 Hz | Range of MeasurementIn situMeasurement Sampling Rate1.00 Hz | Range of MeasurementIn situMeasurement Sampling Rate1.00 Hz | Range of MeasurementIn situMeasurement Sampling Rate1.00 Hz | Range of MeasurementIn situMeasurement Sampling Rate1.00 Hz | 450 nm (40 nm bandwidth), , 550 nm (40 nm bandwidth), , 700 nm (40 nm bandwidth)
Turbulent Air Motion Measurement System | TAMMS | Lee Thornhill (PI) | NASA LaRC | P-3 Orion - WFF | Navigation recorder | Aircraft position; Temperature; Pressure; H2O | Range of MeasurementIn situ | Range of MeasurementIn situ | Range of MeasurementIn situ | Range of MeasurementIn situ | Range of MeasurementIn situ | Range of MeasurementIn situ
Two-Dimensional Electronically Scanning Thinned-Array Radiometer | 2D-STAR | David Levine (PI) | NASA GSFC | P-3 Orion - WFF | Radiometer | Soil Moisture; Ocean Salinity
UAS Chromatograph for Atmospheric Trace Species | UCATS | Brad Hall (PI) | NOAA ESRL | Altair; Global Hawk - AFRC; DC-8 - AFRC; Gulfstream V - NSF; WB-57 - JSC; ER-2 - AFRC | Gas chromatography; Spectrometer (in situ); Spectrometer (in situ) | N2O; SF6; CH4; CO; O3; H2; H2O; CHCl3; CCl4; CF2Cl2; CFCl3; CF2ClCFCl2; Halon-1211 | Range of MeasurementIn situ | Range of MeasurementIn situ | Range of MeasurementIn situ | Range of MeasurementIn situ | Range of MeasurementIn situ | Range of MeasurementIn situ
Ultra High Sensitivity Aerosol Spectrometer | UHSAS | David Rogers (PI) | NCAR | Global Hawk - AFRC; Gulfstream V - NSF | Spectrometer (in situ) | Aerosol Size Distribution; Aerosol Concentration
UNH Mercury | UNHMERC | Robert Talbot (PI) | UNH | DC-8 - AFRC | Fluorescence; Spectrometer (in situ) | Hg
Uninhabited Aerial Vehicle Atmo Water Sensor Package | UAVAWSP | Lance Christensen (PI) | JPL |  |  | N2O; H2O isotopes; H2O; CO; CH4
Uninhabited Aerial Vehicle Synthetic Aperture Radar | UAVSAR | Yunling Lou (PI) | JPL | Gulfstream C-20A (GIII) - AFRC; Gulfstream III - JSC | Radar | Imagery | Range of MeasurementGroundInstrument PointingCross-track scanningMeasurement Sampling Rate500.00 HzSwath Width20000.00 m (at 12 km)Horizontal Resolution6.00 m (at 12 km) | Range of MeasurementGroundInstrument PointingCross-track scanningMeasurement Sampling Rate500.00 HzSwath Width20000.00 m (at 12 km)Horizontal Resolution6.00 m (at 12 km) | Range of MeasurementGroundInstrument PointingCross-track scanningMeasurement Sampling Rate500.00 HzSwath Width20000.00 m (at 12 km)Horizontal Resolution6.00 m (at 12 km) | Range of MeasurementGroundInstrument PointingCross-track scanningMeasurement Sampling Rate500.00 HzSwath Width20000.00 m (at 12 km)Horizontal Resolution6.00 m (at 12 km) | Range of MeasurementGroundInstrument PointingCross-track scanningMeasurement Sampling Rate500.00 HzSwath Width20000.00 m (at 12 km)Horizontal Resolution6.00 m (at 12 km) | Range of MeasurementGroundInstrument PointingCross-track scanningMeasurement Sampling Rate500.00 HzSwath Width20000.00 m (at 12 km)Horizontal Resolution6.00 m (at 12 km)
Unmanned Aerial System Laser Hygrometer | ULH | Robert L. Herman (PI) | JPL | Global Hawk - AFRC; WB-57 - JSC |  | H2O | Range of MeasurementIn situMeasurement Sampling Rate1.00 Hz | Range of MeasurementIn situMeasurement Sampling Rate1.00 Hz | Range of MeasurementIn situMeasurement Sampling Rate1.00 Hz | Range of MeasurementIn situMeasurement Sampling Rate1.00 Hz | Range of MeasurementIn situMeasurement Sampling Rate1.00 Hz | Range of MeasurementIn situMeasurement Sampling Rate1.00 Hz | 1370 nm
URI Peroxides and Formaldehyde Instrument | POPS | Brian Heikes (PI) | URI | DC-8 - AFRC | Fluorescence | H2O2; CH3OOH; CH2O
Utah State Near-Infrared Spectrometer | NIRSPEC | Michael J. Taylor (PI) | USU | DC-8 - AFRC | Spectrometer (in situ) | Shock Emissions
Utah State University Airglow Study | AIRGLOW | Michael J. Taylor (PI) | USU | DC-8 - AFRC | Camera; Interferometer | Airglow; OH
Vacuum UV Resonance Fluorescence CO Instrument | VUV-CO | Teresa Campos (PI) | NCAR | Gulfstream V - NSF | Fluorescence | CO | Range of MeasurementIn situMeasurement Sampling Rate1.00 Hz | Range of MeasurementIn situMeasurement Sampling Rate1.00 Hz | Range of MeasurementIn situMeasurement Sampling Rate1.00 Hz | Range of MeasurementIn situMeasurement Sampling Rate1.00 Hz | Range of MeasurementIn situMeasurement Sampling Rate1.00 Hz | Range of MeasurementIn situMeasurement Sampling Rate1.00 Hz
Vapor In-Cloud Profiling Radar | VIPR | Ken Cooper (PI) | JPL | Twin Otter; P-3 Orion - WFF; DC-8 - AFRC | Radar | H2O Vapor | Range of MeasurementIntegrated vertical columnInstrument PointingNadir (directly downwards) | Range of MeasurementIntegrated vertical columnInstrument PointingNadir (directly downwards) | Range of MeasurementIntegrated vertical columnInstrument PointingNadir (directly downwards) | Range of MeasurementIntegrated vertical columnInstrument PointingNadir (directly downwards) | Range of MeasurementIntegrated vertical columnInstrument PointingNadir (directly downwards) | Range of MeasurementIntegrated vertical columnInstrument PointingNadir (directly downwards)
Vertical Cavity Surface Emitting Laser Hygrometer | VCSEL | Mark A. Zondlo (PI) | Princeton | Gulfstream V - NSF |  | H2O
Video Ice Particle Sampler | VIPS | Andrew Heymsfield (PI) | NCAR | WB-57 - JSC; WB-57 - JSC | Particle imager | Particle Composition
Video Imaging System | VIS | James D. Jacobson Jr. (Mgr) | BAERI | ER-2 - AFRC | Camera | Imagery | Range of MeasurementGroundInstrument PointingDownwards pointing but not directly downwardsHorizontal Resolution20.00 m (at 19.8 km) | Range of MeasurementGroundInstrument PointingDownwards pointing but not directly downwardsHorizontal Resolution20.00 m (at 19.8 km) | Range of MeasurementGroundInstrument PointingDownwards pointing but not directly downwardsHorizontal Resolution20.00 m (at 19.8 km) | Range of MeasurementGroundInstrument PointingDownwards pointing but not directly downwardsHorizontal Resolution20.00 m (at 19.8 km) | Range of MeasurementGroundInstrument PointingDownwards pointing but not directly downwardsHorizontal Resolution20.00 m (at 19.8 km) | Range of MeasurementGroundInstrument PointingDownwards pointing but not directly downwardsHorizontal Resolution20.00 m (at 19.8 km)
Video Uplink |  | Edward Schilling (PI) | NASA ARC | DC-8 - AFRC | Camera | Imagery
Warm Ice Sounding Explorer | WISE | Yonggyu Gim (PI) | JPL | DC-3; Twin Otter - GRC | Sounder | Ice Sheet Thickness
Water-Based Condensation Nucleus Counter | WCN | David Rogers (PI) | NCAR | Gulfstream V - NSF | CN counter | CCN; Temperature; Pressure
WB-57 Ascent Video Experiment | WAVE | Marty Ross (PI) | Aerospace | WB-57 - JSC | Camera | Imagery
Whole Air Sampler | WAS (UCI) | Donald R. Blake (PI) | UC Irvine | DC-8 - AFRC; P-3 Orion - WFF | Whole Air Sampling | NMHCs; Halocarbons; Alkyl Nitrates; OCS; DMS; CS2 | Range of MeasurementIn situ | Range of MeasurementIn situ | Range of MeasurementIn situ | Range of MeasurementIn situ | Range of MeasurementIn situ | Range of MeasurementIn situ
Whole Air Sampler | WAS (NCAR) | Elliot Atlas (PI) | U Miami | C-130H - WFF; DC-8 - AFRC; ER-2 - AFRC; WB-57 - JSC | Whole Air Sampling | NMHCs; Halocarbons | Range of MeasurementIn situ | Range of MeasurementIn situ | Range of MeasurementIn situ | Range of MeasurementIn situ | Range of MeasurementIn situ | Range of MeasurementIn situ
Wind Radiometer | WINDRAD | Steven J Dinardo (PI) | JPL | DC-8 - AFRC | Microwave Radiometer | Brightness Temperature
Wing Tip Air Particulate Sampler | APS | Anthony Strawa (PI) | NASA ARC | ER-2 - AFRC |  | SO4; Black Carbon
X-Band Lightweight Rainfall Radiometer | LRR-X | Eric Smith (PI) | NASA GSFC | DC-8 - AFRC | Radiometer | Particle size distribution; Rain Rate